## FrontPage
Network Asset Risk Workbook (NARW)

## 0.1_Cover
Network Asset Risk Workbook
Sheet: 0.1 Cover
Sector: ET
Network: SHET
Version 8 - Dated 03 Feb 2022
Price base (unless stated): 2018/19
- | - | - | -
0.1 Cover
Version | 8
Version Date | 2022-02-03
Sector | ET
Network | SHET
Key
Final Determinations
Link from same worksheet
Link from another worksheet
Data entry cell

## 0.1.1_LkUp
Network Asset Risk Workbook
Sheet: 0.0.1 Lookup Values
Sector: ET
Network: SHET
Version 8 - Dated 03 Feb 2022
Price base (unless stated): 2018/19
- | - | - | - | - | - | -
0.0.1 Lookup Values
Sector | Selected | Network | ET | GT | GD
ET | ET | NGET | NGET | NGGT | EoE
GT |  | SHET | SHET |  | Lon
GD |  | SPT | SPT |  | NW
WM
NGN
Sc
So
WWU
|  | - | 3 | 1 | 8
Funding Category
A1
A2
A3
Risk Sub-Cat |  | ET | GT | GD
1 | CB | CB | L | NET
2 | OC | OC | M
3 | OF | OF | H
4 | OT | OT
5 | RX | RX
6 | TX | TX
7 | UC | UC
8
9
10
11
12
13
14
15
16
17
18
19
20
21
| 7 | 7 | 3 | 1
Risk Sub-Cat Key
Code | Full Title |  |  |  | BNRO Disaggregation Method
CB132 | 132kV Circuit Breaker Schemes |  |  |  | Schemes allocated to Risk Sub-Cat based on the asset category delivering the highest Monetised Risk Output.
OC132 | 132kV Overhead Line Conductor Schemes
OF132 | 132kV Overhead Line Fittings Schemes
OT132 | 132kV Overhead Line Tower Schemes
RX132 | 132kV Reactor Schemes
TX132 | 132kV Transformer Schemes
UC132 | 132kV Underground Cable Schemes
CB274 | 275kV Circuit Breaker Schemes
OC274 | 275kV Overhead Line Conductor Schemes
OF274 | 275kV Overhead Line Fittings Schemes
OT274 | 275kV Overhead Line Tower Schemes
RX274 | 275kV Reactor Schemes
TX274 | 275kV Transformer Schemes
UC274 | 275kV Underground Cable Schemes
CB400 | 400kV Circuit Breaker Schemes
OC400 | 400kV Overhead Line Conductor Schemes
OF400 | 400kV Overhead Line Fittings Schemes
OT400 | 400kV Overhead Line Tower Schemes
RX400 | 400kV Reactor Schemes
TX400 | 400kV Transformer Schemes
UC400 | 400kV Underground Cable Schemes
L | Low Unit Cost of Risk Benefit UID |  |  |  | Intervention UID (Universal Identifier) assigned to Risk Sub-Cat based on Unit Cost of Risk Benefit (UCR).
M | Medium Unit Cost of Risk Benefit UID
H | High Unit Cost of Risk Benefit UID
NET | Network Level |  |  |  | Single network level BRNO

## 0.2_Contents
Network Asset Risk Workbook
Sheet: 0.2 Contents
Sector: ET
Network: SHET
Version 8 - Dated 03 Feb 2022
Price base (unless stated): 2018/19
- | - | - | - | - | - | - | - | -
0.2 Contents
Tab Name | Worksheet title | Link | Tab Name Check | Data Error Check
Admin Sheets
0.1_Cover | 0.1 Cover | Go | OK | -
0.1.1_LkUp | 0.0.1 Lookup Values | Go | OK | -
0.2_Contents | 0.2 Contents | Go | OK | -
0.3_Version_History | 0.3 Workbook Version History | Go | OK | -
Network Risk and Funding Sheets
1.1_Baseline_Network_Risk_Outp | 1.1. Baseline Network Risk Outputs | Go | OK | -
1.2_Network_Risk_Outputs | 1.2 Network Risk Outputs | Go | OK | -
1.3_Baseline_Funding | 1.3 Baseline Funding | Go | OK | -
Recalculation and Rebasing Sheets
2.1_Post_FD_Recalculation | 2.1 Post Final Determination Output Recalculation | Go | OK | -
2.2_Rebasing_1 | 2.2 Rebasing 1 | Go | OK | -
2.3_Rebasing_2 | 2.2 Rebasing 2 | Go | OK | -
2.4_Rebasing_3 | 2.2 Rebasing 3 | Go | OK | -
2.5_Rebasing_4 | 2.2 Rebasing 4 | Go | OK | -
2.6_Rebasing_5 | 2.2 Rebasing 5 | Go | OK | -
Interention Volumes
3_Intervention_Volumes | 3 Final Determinations Intervention Volumes | Go | OK | -
Final Determination Inputs
4_FD_Input_Sheet | 4 Final Determinations Input Sheet | Go | OK | -
4.1_Input_Sheet_Post_FD_Recalc | 5 Recalculated Final Determinations Input Sheet | Go | OK | -
|  | - | -

## 0.3_Version_History
Network Asset Risk Workbook
Sheet: 0.3 Workbook Version History
Sector: ET
Network: SHET
Version 8 - Dated 03 Feb 2022
Price base (unless stated): 2018/19
Error Checks: OK
- | - | - | - | - | - | - | - | -
0.3 Workbook Version History
Versions |  |  | Details of Changes from Previous Version
Template Version | Purpose of version | Version date | Change number | Tables Changed | Description of Change | Changed by
0.1
1.0 | Final template used for initial FD issue to companies | 2020-12-08 | 1
1.1 | Updated template for second issue to companies | 2020-12-18 | 2 | 4.1 and associated | Table 4.1 added for licensees to enter recalculated data | Neill Guha
1.2 | Amended volumes | 2021-01-13 | 3 | 4.1 | Red Text Cell Volumes modifed as per note on cells. | Kris Till
1.3 | Removed Baseline Funding | 2021-01-21 | 4 | 4.1 | Contents of column G = J removed | Kris Till
1.4 | Final review for licence publication | 2021-01-28 | 5 | 1.1; 4.1 and associated | Notes for "Licensee's Delivery Requirements" added in Tab 1.1; Table 4.1 updated for licence publication | Leo Kong
1.5 | Final review for licence publication | 2021-01-29 | 6 | 4.1 and associated | SHNLT2015 added to A3 funding category | Leo Kong
1.6 | Final review for licence publication | 2021-02-01 | 7 | 4.1 and associated | Allowance of scheme SHNLT2014 and SHNLT204 corrected | Leo Kong
2.0 | For information | 2021-02-03 | 8
3.0 | For consultation on NARM Handbook and NARW | 2021-02-18 | 9
4.0 - 6.0 | Internal working versions | - | 10 | - | - | -
7.0 | For statutory consultation on RIIO-2 licence conditions | 2021-12-15 | 11 | 1.1; 4.1 | Tab 1.1 updated by adding without RPEs table block; Table 4.1 updated with one added column for scheme reference. | Leo Kong
8.0 | Final version for licence decision publication | 2022-02-03 | 12 |  | No change from v7.0
13
14
15
16
17
18
19
20
21
22
23
24
25
26
27
28
29
30
31
32
33
34
35
36
37
38
39
40
41
42
43
44
45
46
47
48
49
50
51
52
53
54
55
56
57
58
59
60
61
62
63
64
65
66
67
68
69
70
71
72
73
74
75
76
77
78

## 1.1_Baseline_Network_Risk_Outp
Network Asset Risk Workbook
Sheet: 1.1. Baseline Network Risk Outputs
Sector: ET
Network: SHET
Version 8 - Dated 03 Feb 2022
Price base (unless stated): 2018/19
Error Checks: OK
- | - | - | - | - | - | - | -
1.1. Baseline Network Risk Outputs
Baseline Network Risk Outputs
|  | With RPEs | [5 empty] | Without RPEs
|  | Original: Final Determinations |  |  | Current |  |  | Original: Final Determinations |  |  | Current
Risk Sub-Cat |  | Baseline Network Risk Output (R£m) | Baseline Funding | Unit Cost of Risk Benefit | Baseline Network Risk Output (R£m) | Baseline Funding | Unit Cost of Risk Benefit | Baseline Network Risk Output (R£m) | Baseline Funding | Unit Cost of Risk Benefit | Baseline Network Risk Output (R£m) | Baseline Funding | Unit Cost of Risk Benefit
1 | CB | 204.3695 | 27.9914 | 0.13696 | 204.3695 | 27.9914 | 0.13696 | 204.3695 | 27.1555 | 0.13287 | 204.3695 | 27.1555 | 0.13287
2 | OC | 6.1932 | 22.2734 | 3.5964 | 6.1932 | 22.2734 | 3.5964 | 6.1932 | 21.7749 | 3.5159 | 6.1932 | 21.7749 | 3.5159
3 | OF | 6377.1959 | 53.8094 | 0.0084378 | 6377.1959 | 53.8094 | 0.0084378 | 6377.1959 | 52.2497 | 0.0081932 | 6377.1959 | 52.2497 | 0.0081932
4 | OT | 1262.4186 | 213.8439 | 0.16939 | 1262.4186 | 213.8439 | 0.16939 | 1262.4186 | 208.9971 | 0.16555 | 1262.4186 | 208.9971 | 0.16555
5 | RX | 0 | 0 | 0 | 0 | 0 | 0 | 0 | 0 | 0 | 0 | 0 | 0
6 | TX | 564.6298 | 409.1862 | 0.7247 | 564.6298 | 409.1862 | 0.7247 | 564.6298 | 394.9504 | 0.69949 | 564.6298 | 394.9504 | 0.69949
7 | UC | 418.553 | 25.2256 | 0.060269 | 418.553 | 25.2256 | 0.060269 | 418.553 | 24.4786 | 0.058484 | 418.553 | 24.4786 | 0.058484
8 |  | 0 | 0 | 0 | 0 | 0 | 0 | 0 | 0 | 0 | 0 | 0 | 0
9 |  | 0 | 0 | 0 | 0 | 0 | 0 | 0 | 0 | 0 | 0 | 0 | 0
10 |  | 0 | 0 | 0 | 0 | 0 | 0 | 0 | 0 | 0 | 0 | 0 | 0
11 |  | 0 | 0 | 0 | 0 | 0 | 0 | 0 | 0 | 0 | 0 | 0 | 0
12 |  | 0 | 0 | 0 | 0 | 0 | 0 | 0 | 0 | 0 | 0 | 0 | 0
13 |  | 0 | 0 | 0 | 0 | 0 | 0 | 0 | 0 | 0 | 0 | 0 | 0
14 |  | 0 | 0 | 0 | 0 | 0 | 0 | 0 | 0 | 0 | 0 | 0 | 0
15 |  | 0 | 0 | 0 | 0 | 0 | 0 | 0 | 0 | 0 | 0 | 0 | 0
16 |  | 0 | 0 | 0 | 0 | 0 | 0 | 0 | 0 | 0 | 0 | 0 | 0
17 |  | 0 | 0 | 0 | 0 | 0 | 0 | 0 | 0 | 0 | 0 | 0 | 0
18 |  | 0 | 0 | 0 | 0 | 0 | 0 | 0 | 0 | 0 | 0 | 0 | 0
19 |  | 0 | 0 | 0 | 0 | 0 | 0 | 0 | 0 | 0 | 0 | 0 | 0
20 |  | 0 | 0 | 0 | 0 | 0 | 0 | 0 | 0 | 0 | 0 | 0 | 0
21 |  | 0 | 0 | 0 | 0 | 0 | 0 | 0 | 0 | 0 | 0 | 0 | 0
Licensee's Delivery Requirements
1 | By the end of the Price Control Period, the licensee must deliver its Baseline Network Risk Outputs as set out above.
2 | The licensee must deliver the Baseline Network Risk Output for each Risk Sub-Category.
3 | Applicable funding adjustments and penalties will be calculated post RIIO-2 for each Risk Sub-Category in accordance with the NARM Funding Adjustment and Penalty Mechanism as set out in Appendix 5 to RIIO-2 Final Determinations - NARM Annex or as subsequenty modified by direction of the Authority.

## 1.2_Network_Risk_Outputs
Network Asset Risk Workbook
Sheet: 1.2 Network Risk Outputs
Sector: ET
Network: SHET
Version 8 - Dated 03 Feb 2022
Price base (unless stated): 2018/19
Error Checks: OK
- | - | - | - | - | - | - | - | - | - | - | - | - | - | - | - | - | - | - | -
1.2 Network Risk Outputs | [11 empty] | Network Risk Output Recalculation or Rebasing
[12 empty] | No. | Title |  | Reason for Update |  |  |  | Current
Number of records |  | 28 | OK | [8 empty] | 1 | Original FD | [5 empty] | Yes
[12 empty] | 2 | Post FD Recalculation |  | Company model update as per FD
[12 empty] | 3 | Rebasing 1
[12 empty] | 4 | Rebasing 2
[12 empty] | 5 | Rebasing 3
[12 empty] | 6 | Rebasing 4
[12 empty] | 7 | Rebasing 5
[12 empty] | 1 | 2 | 3 | 4 | 5 | 6 | 7
Project/Asset Category Detail |  |  |  |  | Network Risk Output (R£m) |  | Baseline Funding (£m) |  | Unit Cost of Risk Benefit (£/R£) |  |  | 7 1: Network Risk Output Recalculation or Rebasing
Sector | Network | Scheme/Asset Category | Funding Category | Risk Sub-Cat | Original (FD) | Current | Original | Current | Original UCR | Current UCR |  | 1. Original FD | 2. Post FD Recalculation | 3. Rebasing 1 | 4. Rebasing 2 | 5. Rebasing 3 | 6. Rebasing 4 | 7. Rebasing 5 | Current
ET | SHET | SHNLT200 | A1 | OT | 325.5768 | 325.5768 | Redacted | 0 | 0 | 0 |  | 325.5768 | 325.5768 | 0 | 0 | 0 | 0 | 0 | 325.5768
ET | SHET | SHNLT201 | A1 | OT | 69.1048 | 69.1048 | Redacted | 0 | 0 | 0 |  | 69.1048 | 69.1048 | 0 | 0 | 0 | 0 | 0 | 69.1048
ET | SHET | SHNLT2010 | A1 | TX | 121.0412 | 121.0412 | Redacted | 0 | 0 | 0 |  | 121.0412 | 121.0412 | 0 | 0 | 0 | 0 | 0 | 121.0412
ET | SHET | SHNLT2011 | A1 | OC | 0.43854 | 0.43854 | Redacted | 0 | 0 | 0 |  | 0.43854 | 0.43854 | 0 | 0 | 0 | 0 | 0 | 0.43854
ET | SHET | SHNLT2012 | A1 | CB | 202.7877 | 202.7877 | Redacted | 0 | 0 | 0 |  | 202.7877 | 202.7877 | 0 | 0 | 0 | 0 | 0 | 202.7877
ET | SHET | SHNLT2014 | A1 | TX | 24.0575 | 24.0575 | Redacted | 0 | 0 | 0 |  | 24.0575 | 24.0575 | 0 | 0 | 0 | 0 | 0 | 24.0575
ET | SHET | SHNLT2016 | A1 | TX | 15.402 | 15.402 | Redacted | 0 | 0 | 0 |  | 15.402 | 15.402 | 0 | 0 | 0 | 0 | 0 | 15.402
ET | SHET | SHNLT2017 | A1 | TX | 29.1952 | 29.1952 | Redacted | 0 | 0 | 0 |  | 29.1952 | 29.1952 | 0 | 0 | 0 | 0 | 0 | 29.1952
ET | SHET | SHNLT2018 | A1 | OT | 613.2871 | 613.2871 | Redacted | 0 | 0 | 0 |  | 613.2871 | 613.2871 | 0 | 0 | 0 | 0 | 0 | 613.2871
ET | SHET | SHNLT2019 | A1 | TX | 42.0961 | 42.0961 | Redacted | 0 | 0 | 0 |  | 42.0961 | 42.0961 | 0 | 0 | 0 | 0 | 0 | 42.0961
ET | SHET | SHNLT202 | A1 | OT | 254.4499 | 254.4499 | Redacted | 0 | 0 | 0 |  | 254.4499 | 254.4499 | 0 | 0 | 0 | 0 | 0 | 254.4499
ET | SHET | SHNLT2020 | A1 | TX | 21.2504 | 21.2504 | Redacted | 0 | 0 | 0 |  | 21.2504 | 21.2504 | 0 | 0 | 0 | 0 | 0 | 21.2504
ET | SHET | SHNLT2021 | A1 | TX | 233.8198 | 233.8198 | Redacted | 0 | 0 | 0 |  | 233.8198 | 233.8198 | 0 | 0 | 0 | 0 | 0 | 233.8198
ET | SHET | SHNLT2022 | A1 | CB | 1.5818 | 1.5818 | Redacted | 0 | 0 | 0 |  | 1.5818 | 1.5818 | 0 | 0 | 0 | 0 | 0 | 1.5818
ET | SHET | SHNLT2023 | A1 | TX | 19.272 | 19.272 | Redacted | 0 | 0 | 0 |  | 19.272 | 19.272 | 0 | 0 | 0 | 0 | 0 | 19.272
ET | SHET | SHNLT2024 | A1 | TX | 0.92649 | 0.92649 | Redacted | 0 | 0 | 0 |  | 0.92649 | 0.92649 | 0 | 0 | 0 | 0 | 0 | 0.92649
ET | SHET | SHNLT2025 | A1 | UC | 267.5077 | 267.5077 | Redacted | 0 | 0 | 0 |  | 267.5077 | 267.5077 | 0 | 0 | 0 | 0 | 0 | 267.5077
ET | SHET | SHNLT2027 | A1 | UC | 151.0453 | 151.0453 | Redacted | 0 | 0 | 0 |  | 151.0453 | 151.0453 | 0 | 0 | 0 | 0 | 0 | 151.0453
ET | SHET | SHNLT2028 | A1 | OF | 6318.9205 | 6318.9205 | Redacted | 0 | 0 | 0 |  | 6318.9205 | 6318.9205 | 0 | 0 | 0 | 0 | 0 | 6318.9205
ET | SHET | SHNLT203 | A1 | OF | 58.2754 | 58.2754 | Redacted | 0 | 0 | 0 |  | 58.2754 | 58.2754 | 0 | 0 | 0 | 0 | 0 | 58.2754
ET | SHET | SHNLT204 | A1 | TX | 11.7283 | 11.7283 | Redacted | 0 | 0 | 0 |  | 11.7283 | 11.7283 | 0 | 0 | 0 | 0 | 0 | 11.7283
ET | SHET | SHNLT205 | A1 | OC | 5.7547 | 5.7547 | Redacted | 0 | 0 | 0 |  | 5.7547 | 5.7547 | 0 | 0 | 0 | 0 | 0 | 5.7547
ET | SHET | SHNLT207 | A1 | TX | 14.6735 | 14.6735 | Redacted | 0 | 0 | 0 |  | 14.6735 | 14.6735 | 0 | 0 | 0 | 0 | 0 | 14.6735
ET | SHET | SHNLT208 | A1 | TX | 18.893 | 18.893 | Redacted | 0 | 0 | 0 |  | 18.893 | 18.893 | 0 | 0 | 0 | 0 | 0 | 18.893
ET | SHET | SHNLT209 | A1 | TX | 12.2744 | 12.2744 | Redacted | 0 | 0 | 0 |  | 12.2744 | 12.2744 | 0 | 0 | 0 | 0 | 0 | 12.2744
ET | SHET | SHNLT2013 | A3 | OC | -15.581 | -15.581 | Redacted | 0 | 0 | 0 |  | -15.581 | -15.581 | 0 | 0 | 0 | 0 | 0 | -15.581
ET | SHET | SHNLT2031 | A3 | UC | -35.871 | -35.871 | Redacted | 0 | 0 | 0 |  | -35.871 | -35.871 | 0 | 0 | 0 | 0 | 0 | -35.871
ET | SHET | SHNLT2015 |  |  |  |  | Redacted | 0 | 0 | 0 |  |  | 0 | 0 | 0 | 0 | 0 | 0
- | - | - |  |  |  |  | 0 | 0 | 0 | 0 |  |  | 0 | 0 | 0 | 0 | 0 | 0
- | - | - |  |  |  |  | 0 | 0 | 0 | 0 |  |  | 0 | 0 | 0 | 0 | 0 | 0
- | - | - |  |  |  |  | 0 | 0 | 0 | 0 |  |  | 0 | 0 | 0 | 0 | 0 | 0
- | - | - |  |  |  |  | 0 | 0 | 0 | 0 |  |  | 0 | 0 | 0 | 0 | 0 | 0
- | - | - |  |  |  |  | 0 | 0 | 0 | 0 |  |  | 0 | 0 | 0 | 0 | 0 | 0
- | - | - |  |  |  |  | 0 | 0 | 0 | 0 |  |  | 0 | 0 | 0 | 0 | 0 | 0
- | - | - |  |  |  |  | 0 | 0 | 0 | 0 |  |  | 0 | 0 | 0 | 0 | 0 | 0
- | - | - |  |  |  |  | 0 | 0 | 0 | 0 |  |  | 0 | 0 | 0 | 0 | 0 | 0
- | - | - |  |  |  |  | 0 | 0 | 0 | 0 |  |  | 0 | 0 | 0 | 0 | 0 | 0
- | - | - |  |  |  |  | 0 | 0 | 0 | 0 |  |  | 0 | 0 | 0 | 0 | 0 | 0
- | - | - |  |  |  |  | 0 | 0 | 0 | 0 |  |  | 0 | 0 | 0 | 0 | 0 | 0
- | - | - |  |  |  |  | 0 | 0 | 0 | 0 |  |  | 0 | 0 | 0 | 0 | 0 | 0
- | - | - |  |  |  |  | 0 | 0 | 0 | 0 |  |  | 0 | 0 | 0 | 0 | 0 | 0
- | - | - |  |  |  |  | 0 | 0 | 0 | 0 |  |  | 0 | 0 | 0 | 0 | 0 | 0
- | - | - |  |  |  |  | 0 | 0 | 0 | 0 |  |  | 0 | 0 | 0 | 0 | 0 | 0
- | - | - |  |  |  |  | 0 | 0 | 0 | 0 |  |  | 0 | 0 | 0 | 0 | 0 | 0
- | - | - |  |  |  |  | 0 | 0 | 0 | 0 |  |  | 0 | 0 | 0 | 0 | 0 | 0
- | - | - |  |  |  |  | 0 | 0 | 0 | 0 |  |  | 0 | 0 | 0 | 0 | 0 | 0
- | - | - |  |  |  |  | 0 | 0 | 0 | 0 |  |  | 0 | 0 | 0 | 0 | 0 | 0
- | - | - |  |  |  |  | 0 | 0 | 0 | 0 |  |  | 0 | 0 | 0 | 0 | 0 | 0
- | - | - |  |  |  |  | 0 | 0 | 0 | 0 |  |  | 0 | 0 | 0 | 0 | 0 | 0
- | - | - |  |  |  |  | 0 | 0 | 0 | 0 |  |  | 0 | 0 | 0 | 0 | 0 | 0
- | - | - |  |  |  |  | 0 | 0 | 0 | 0 |  |  | 0 | 0 | 0 | 0 | 0 | 0
- | - | - |  |  |  |  | 0 | 0 | 0 | 0 |  |  | 0 | 0 | 0 | 0 | 0 | 0
- | - | - |  |  |  |  | 0 | 0 | 0 | 0 |  |  | 0 | 0 | 0 | 0 | 0 | 0
- | - | - |  |  |  |  | 0 | 0 | 0 | 0 |  |  | 0 | 0 | 0 | 0 | 0 | 0
- | - | - |  |  |  |  | 0 | 0 | 0 | 0 |  |  | 0 | 0 | 0 | 0 | 0 | 0
- | - | - |  |  |  |  | 0 | 0 | 0 | 0 |  |  | 0 | 0 | 0 | 0 | 0 | 0
- | - | - |  |  |  |  | 0 | 0 | 0 | 0 |  |  | 0 | 0 | 0 | 0 | 0 | 0
- | - | - |  |  |  |  | 0 | 0 | 0 | 0 |  |  | 0 | 0 | 0 | 0 | 0 | 0
- | - | - |  |  |  |  | 0 | 0 | 0 | 0 |  |  | 0 | 0 | 0 | 0 | 0 | 0
- | - | - |  |  |  |  | 0 | 0 | 0 | 0 |  |  | 0 | 0 | 0 | 0 | 0 | 0
- | - | - |  |  |  |  | 0 | 0 | 0 | 0 |  |  | 0 | 0 | 0 | 0 | 0 | 0
- | - | - |  |  |  |  | 0 | 0 | 0 | 0 |  |  | 0 | 0 | 0 | 0 | 0 | 0
- | - | - |  |  |  |  | 0 | 0 | 0 | 0 |  |  | 0 | 0 | 0 | 0 | 0 | 0
- | - | - |  |  |  |  | 0 | 0 | 0 | 0 |  |  | 0 | 0 | 0 | 0 | 0 | 0
- | - | - |  |  |  |  | 0 | 0 | 0 | 0 |  |  | 0 | 0 | 0 | 0 | 0 | 0
- | - | - |  |  |  |  | 0 | 0 | 0 | 0 |  |  | 0 | 0 | 0 | 0 | 0 | 0
- | - | - |  |  |  |  | 0 | 0 | 0 | 0 |  |  | 0 | 0 | 0 | 0 | 0 | 0
- | - | - |  |  |  |  | 0 | 0 | 0 | 0 |  |  | 0 | 0 | 0 | 0 | 0 | 0
- | - | - |  |  |  |  | 0 | 0 | 0 | 0 |  |  | 0 | 0 | 0 | 0 | 0 | 0
- | - | - |  |  |  |  | 0 | 0 | 0 | 0 |  |  | 0 | 0 | 0 | 0 | 0 | 0
- | - | - |  |  |  |  | 0 | 0 | 0 | 0 |  |  | 0 | 0 | 0 | 0 | 0 | 0
- | - | - |  |  |  |  | 0 | 0 | 0 | 0 |  |  | 0 | 0 | 0 | 0 | 0 | 0
- | - | - |  |  |  |  | 0 | 0 | 0 | 0 |  |  | 0 | 0 | 0 | 0 | 0 | 0
- | - | - |  |  |  |  | 0 | 0 | 0 | 0 |  |  | 0 | 0 | 0 | 0 | 0 | 0
- | - | - |  |  |  |  | 0 | 0 | 0 | 0 |  |  | 0 | 0 | 0 | 0 | 0 | 0
- | - | - |  |  |  |  | 0 | 0 | 0 | 0 |  |  | 0 | 0 | 0 | 0 | 0 | 0
- | - | - |  |  |  |  | 0 | 0 | 0 | 0 |  |  | 0 | 0 | 0 | 0 | 0 | 0
- | - | - |  |  |  |  | 0 | 0 | 0 | 0 |  |  | 0 | 0 | 0 | 0 | 0 | 0
- | - | - |  |  |  |  | 0 | 0 | 0 | 0 |  |  | 0 | 0 | 0 | 0 | 0 | 0
- | - | - |  |  |  |  | 0 | 0 | 0 | 0 |  |  | 0 | 0 | 0 | 0 | 0 | 0
- | - | - |  |  |  |  | 0 | 0 | 0 | 0 |  |  | 0 | 0 | 0 | 0 | 0 | 0
- | - | - |  |  |  |  | 0 | 0 | 0 | 0 |  |  | 0 | 0 | 0 | 0 | 0 | 0
- | - | - |  |  |  |  | 0 | 0 | 0 | 0 |  |  | 0 | 0 | 0 | 0 | 0 | 0
- | - | - |  |  |  |  | 0 | 0 | 0 | 0 |  |  | 0 | 0 | 0 | 0 | 0 | 0
- | - | - |  |  |  |  | 0 | 0 | 0 | 0 |  |  | 0 | 0 | 0 | 0 | 0 | 0
- | - | - |  |  |  |  | 0 | 0 | 0 | 0 |  |  | 0 | 0 | 0 | 0 | 0 | 0
- | - | - |  |  |  |  | 0 | 0 | 0 | 0 |  |  | 0 | 0 | 0 | 0 | 0 | 0
- | - | - |  |  |  |  | 0 | 0 | 0 | 0 |  |  | 0 | 0 | 0 | 0 | 0 | 0
- | - | - |  |  |  |  | 0 | 0 | 0 | 0 |  |  | 0 | 0 | 0 | 0 | 0 | 0
- | - | - |  |  |  |  | 0 | 0 | 0 | 0 |  |  | 0 | 0 | 0 | 0 | 0 | 0
- | - | - |  |  |  |  | 0 | 0 | 0 | 0 |  |  | 0 | 0 | 0 | 0 | 0 | 0
- | - | - |  |  |  |  | 0 | 0 | 0 | 0 |  |  | 0 | 0 | 0 | 0 | 0 | 0
- | - | - |  |  |  |  | 0 | 0 | 0 | 0 |  |  | 0 | 0 | 0 | 0 | 0 | 0
- | - | - |  |  |  |  | 0 | 0 | 0 | 0 |  |  | 0 | 0 | 0 | 0 | 0 | 0
- | - | - |  |  |  |  | 0 | 0 | 0 | 0 |  |  | 0 | 0 | 0 | 0 | 0 | 0
- | - | - |  |  |  |  | 0 | 0 | 0 | 0 |  |  | 0 | 0 | 0 | 0 | 0 | 0
- | - | - |  |  |  |  | 0 | 0 | 0 | 0 |  |  | 0 | 0 | 0 | 0 | 0 | 0
- | - | - |  |  |  |  | 0 | 0 | 0 | 0 |  |  | 0 | 0 | 0 | 0 | 0 | 0
- | - | - |  |  |  |  | 0 | 0 | 0 | 0 |  |  | 0 | 0 | 0 | 0 | 0 | 0
- | - | - |  |  |  |  | 0 | 0 | 0 | 0 |  |  | 0 | 0 | 0 | 0 | 0 | 0
- | - | - |  |  |  |  | 0 | 0 | 0 | 0 |  |  | 0 | 0 | 0 | 0 | 0 | 0
- | - | - |  |  |  |  | 0 | 0 | 0 | 0 |  |  | 0 | 0 | 0 | 0 | 0 | 0
- | - | - |  |  |  |  | 0 | 0 | 0 | 0 |  |  | 0 | 0 | 0 | 0 | 0 | 0
- | - | - |  |  |  |  | 0 | 0 | 0 | 0 |  |  | 0 | 0 | 0 | 0 | 0 | 0
- | - | - |  |  |  |  | 0 | 0 | 0 | 0 |  |  | 0 | 0 | 0 | 0 | 0 | 0
- | - | - |  |  |  |  | 0 | 0 | 0 | 0 |  |  | 0 | 0 | 0 | 0 | 0 | 0
- | - | - |  |  |  |  | 0 | 0 | 0 | 0 |  |  | 0 | 0 | 0 | 0 | 0 | 0
- | - | - |  |  |  |  | 0 | 0 | 0 | 0 |  |  | 0 | 0 | 0 | 0 | 0 | 0
- | - | - |  |  |  |  | 0 | 0 | 0 | 0 |  |  | 0 | 0 | 0 | 0 | 0 | 0
- | - | - |  |  |  |  | 0 | 0 | 0 | 0 |  |  | 0 | 0 | 0 | 0 | 0 | 0
- | - | - |  |  |  |  | 0 | 0 | 0 | 0 |  |  | 0 | 0 | 0 | 0 | 0 | 0
- | - | - |  |  |  |  | 0 | 0 | 0 | 0 |  |  | 0 | 0 | 0 | 0 | 0 | 0
- | - | - |  |  |  |  | 0 | 0 | 0 | 0 |  |  | 0 | 0 | 0 | 0 | 0 | 0
- | - | - |  |  |  |  | 0 | 0 | 0 | 0 |  |  | 0 | 0 | 0 | 0 | 0 | 0
- | - | - |  |  |  |  | 0 | 0 | 0 | 0 |  |  | 0 | 0 | 0 | 0 | 0 | 0
- | - | - |  |  |  |  | 0 | 0 | 0 | 0 |  |  | 0 | 0 | 0 | 0 | 0 | 0
- | - | - |  |  |  |  | 0 | 0 | 0 | 0 |  |  | 0 | 0 | 0 | 0 | 0 | 0
- | - | - |  |  |  |  | 0 | 0 | 0 | 0 |  |  | 0 | 0 | 0 | 0 | 0 | 0
- | - | - |  |  |  |  | 0 | 0 | 0 | 0 |  |  | 0 | 0 | 0 | 0 | 0 | 0
- | - | - |  |  |  |  | 0 | 0 | 0 | 0 |  |  | 0 | 0 | 0 | 0 | 0 | 0
- | - | - |  |  |  |  | 0 | 0 | 0 | 0 |  |  | 0 | 0 | 0 | 0 | 0 | 0
- | - | - |  |  |  |  | 0 | 0 | 0 | 0 |  |  | 0 | 0 | 0 | 0 | 0 | 0
- | - | - |  |  |  |  | 0 | 0 | 0 | 0 |  |  | 0 | 0 | 0 | 0 | 0 | 0
- | - | - |  |  |  |  | 0 | 0 | 0 | 0 |  |  | 0 | 0 | 0 | 0 | 0 | 0
- | - | - |  |  |  |  | 0 | 0 | 0 | 0 |  |  | 0 | 0 | 0 | 0 | 0 | 0
- | - | - |  |  |  |  | 0 | 0 | 0 | 0 |  |  | 0 | 0 | 0 | 0 | 0 | 0
- | - | - |  |  |  |  | 0 | 0 | 0 | 0 |  |  | 0 | 0 | 0 | 0 | 0 | 0
- | - | - |  |  |  |  | 0 | 0 | 0 | 0 |  |  | 0 | 0 | 0 | 0 | 0 | 0
- | - | - |  |  |  |  | 0 | 0 | 0 | 0 |  |  | 0 | 0 | 0 | 0 | 0 | 0
- | - | - |  |  |  |  | 0 | 0 | 0 | 0 |  |  | 0 | 0 | 0 | 0 | 0 | 0
- | - | - |  |  |  |  | 0 | 0 | 0 | 0 |  |  | 0 | 0 | 0 | 0 | 0 | 0
- | - | - |  |  |  |  | 0 | 0 | 0 | 0 |  |  | 0 | 0 | 0 | 0 | 0 | 0
- | - | - |  |  |  |  | 0 | 0 | 0 | 0 |  |  | 0 | 0 | 0 | 0 | 0 | 0
- | - | - |  |  |  |  | 0 | 0 | 0 | 0 |  |  | 0 | 0 | 0 | 0 | 0 | 0
- | - | - |  |  |  |  | 0 | 0 | 0 | 0 |  |  | 0 | 0 | 0 | 0 | 0 | 0
- | - | - |  |  |  |  | 0 | 0 | 0 | 0 |  |  | 0 | 0 | 0 | 0 | 0 | 0
- | - | - |  |  |  |  | 0 | 0 | 0 | 0 |  |  | 0 | 0 | 0 | 0 | 0 | 0
- | - | - |  |  |  |  | 0 | 0 | 0 | 0 |  |  | 0 | 0 | 0 | 0 | 0 | 0
- | - | - |  |  |  |  | 0 | 0 | 0 | 0 |  |  | 0 | 0 | 0 | 0 | 0 | 0
- | - | - |  |  |  |  | 0 | 0 | 0 | 0 |  |  | 0 | 0 | 0 | 0 | 0 | 0
- | - | - |  |  |  |  | 0 | 0 | 0 | 0 |  |  | 0 | 0 | 0 | 0 | 0 | 0
- | - | - |  |  |  |  | 0 | 0 | 0 | 0 |  |  | 0 | 0 | 0 | 0 | 0 | 0
- | - | - |  |  |  |  | 0 | 0 | 0 | 0 |  |  | 0 | 0 | 0 | 0 | 0 | 0
- | - | - |  |  |  |  | 0 | 0 | 0 | 0 |  |  | 0 | 0 | 0 | 0 | 0 | 0
- | - | - |  |  |  |  | 0 | 0 | 0 | 0 |  |  | 0 | 0 | 0 | 0 | 0 | 0
- | - | - |  |  |  |  | 0 | 0 | 0 | 0 |  |  | 0 | 0 | 0 | 0 | 0 | 0
- | - | - |  |  |  |  | 0 | 0 | 0 | 0 |  |  | 0 | 0 | 0 | 0 | 0 | 0
- | - | - |  |  |  |  | 0 | 0 | 0 | 0 |  |  | 0 | 0 | 0 | 0 | 0 | 0
- | - | - |  |  |  |  | 0 | 0 | 0 | 0 |  |  | 0 | 0 | 0 | 0 | 0 | 0
- | - | - |  |  |  |  | 0 | 0 | 0 | 0 |  |  | 0 | 0 | 0 | 0 | 0 | 0
- | - | - |  |  |  |  | 0 | 0 | 0 | 0 |  |  | 0 | 0 | 0 | 0 | 0 | 0
- | - | - |  |  |  |  | 0 | 0 | 0 | 0 |  |  | 0 | 0 | 0 | 0 | 0 | 0
- | - | - |  |  |  |  | 0 | 0 | 0 | 0 |  |  | 0 | 0 | 0 | 0 | 0 | 0
- | - | - |  |  |  |  | 0 | 0 | 0 | 0 |  |  | 0 | 0 | 0 | 0 | 0 | 0
- | - | - |  |  |  |  | 0 | 0 | 0 | 0 |  |  | 0 | 0 | 0 | 0 | 0 | 0
- | - | - |  |  |  |  | 0 | 0 | 0 | 0 |  |  | 0 | 0 | 0 | 0 | 0 | 0
- | - | - |  |  |  |  | 0 | 0 | 0 | 0 |  |  | 0 | 0 | 0 | 0 | 0 | 0
- | - | - |  |  |  |  | 0 | 0 | 0 | 0 |  |  | 0 | 0 | 0 | 0 | 0 | 0
- | - | - |  |  |  |  | 0 | 0 | 0 | 0 |  |  | 0 | 0 | 0 | 0 | 0 | 0
- | - | - |  |  |  |  | 0 | 0 | 0 | 0 |  |  | 0 | 0 | 0 | 0 | 0 | 0
- | - | - |  |  |  |  | 0 | 0 | 0 | 0 |  |  | 0 | 0 | 0 | 0 | 0 | 0
- | - | - |  |  |  |  | 0 | 0 | 0 | 0 |  |  | 0 | 0 | 0 | 0 | 0 | 0
- | - | - |  |  |  |  | 0 | 0 | 0 | 0 |  |  | 0 | 0 | 0 | 0 | 0 | 0
- | - | - |  |  |  |  | 0 | 0 | 0 | 0 |  |  | 0 | 0 | 0 | 0 | 0 | 0
- | - | - |  |  |  |  | 0 | 0 | 0 | 0 |  |  | 0 | 0 | 0 | 0 | 0 | 0
- | - | - |  |  |  |  | 0 | 0 | 0 | 0 |  |  | 0 | 0 | 0 | 0 | 0 | 0
- | - | - |  |  |  |  | 0 | 0 | 0 | 0 |  |  | 0 | 0 | 0 | 0 | 0 | 0
- | - | - |  |  |  |  | 0 | 0 | 0 | 0 |  |  | 0 | 0 | 0 | 0 | 0 | 0
- | - | - |  |  |  |  | 0 | 0 | 0 | 0 |  |  | 0 | 0 | 0 | 0 | 0 | 0
- | - | - |  |  |  |  | 0 | 0 | 0 | 0 |  |  | 0 | 0 | 0 | 0 | 0 | 0
- | - | - |  |  |  |  | 0 | 0 | 0 | 0 |  |  | 0 | 0 | 0 | 0 | 0 | 0
- | - | - |  |  |  |  | 0 | 0 | 0 | 0 |  |  | 0 | 0 | 0 | 0 | 0 | 0
- | - | - |  |  |  |  | 0 | 0 | 0 | 0 |  |  | 0 | 0 | 0 | 0 | 0 | 0
- | - | - |  |  |  |  | 0 | 0 | 0 | 0 |  |  | 0 | 0 | 0 | 0 | 0 | 0
- | - | - |  |  |  |  | 0 | 0 | 0 | 0 |  |  | 0 | 0 | 0 | 0 | 0 | 0
- | - | - |  |  |  |  | 0 | 0 | 0 | 0 |  |  | 0 | 0 | 0 | 0 | 0 | 0
- | - | - |  |  |  |  | 0 | 0 | 0 | 0 |  |  | 0 | 0 | 0 | 0 | 0 | 0
- | - | - |  |  |  |  | 0 | 0 | 0 | 0 |  |  | 0 | 0 | 0 | 0 | 0 | 0
- | - | - |  |  |  |  | 0 | 0 | 0 | 0 |  |  | 0 | 0 | 0 | 0 | 0 | 0
- | - | - |  |  |  |  | 0 | 0 | 0 | 0 |  |  | 0 | 0 | 0 | 0 | 0 | 0
- | - | - |  |  |  |  | 0 | 0 | 0 | 0 |  |  | 0 | 0 | 0 | 0 | 0 | 0
- | - | - |  |  |  |  | 0 | 0 | 0 | 0 |  |  | 0 | 0 | 0 | 0 | 0 | 0
- | - | - |  |  |  |  | 0 | 0 | 0 | 0 |  |  | 0 | 0 | 0 | 0 | 0 | 0
- | - | - |  |  |  |  | 0 | 0 | 0 | 0 |  |  | 0 | 0 | 0 | 0 | 0 | 0
- | - | - |  |  |  |  | 0 | 0 | 0 | 0 |  |  | 0 | 0 | 0 | 0 | 0 | 0
- | - | - |  |  |  |  | 0 | 0 | 0 | 0 |  |  | 0 | 0 | 0 | 0 | 0 | 0
- | - | - |  |  |  |  | 0 | 0 | 0 | 0 |  |  | 0 | 0 | 0 | 0 | 0 | 0
- | - | - |  |  |  |  | 0 | 0 | 0 | 0 |  |  | 0 | 0 | 0 | 0 | 0 | 0
- | - | - |  |  |  |  | 0 | 0 | 0 | 0 |  |  | 0 | 0 | 0 | 0 | 0 | 0
- | - | - |  |  |  |  | 0 | 0 | 0 | 0 |  |  | 0 | 0 | 0 | 0 | 0 | 0
- | - | - |  |  |  |  | 0 | 0 | 0 | 0 |  |  | 0 | 0 | 0 | 0 | 0 | 0
- | - | - |  |  |  |  | 0 | 0 | 0 | 0 |  |  | 0 | 0 | 0 | 0 | 0 | 0
- | - | - |  |  |  |  | 0 | 0 | 0 | 0 |  |  | 0 | 0 | 0 | 0 | 0 | 0
- | - | - |  |  |  |  | 0 | 0 | 0 | 0 |  |  | 0 | 0 | 0 | 0 | 0 | 0
- | - | - |  |  |  |  | 0 | 0 | 0 | 0 |  |  | 0 | 0 | 0 | 0 | 0 | 0
- | - | - |  |  |  |  | 0 | 0 | 0 | 0 |  |  | 0 | 0 | 0 | 0 | 0 | 0
- | - | - |  |  |  |  | 0 | 0 | 0 | 0 |  |  | 0 | 0 | 0 | 0 | 0 | 0
- | - | - |  |  |  |  | 0 | 0 | 0 | 0 |  |  | 0 | 0 | 0 | 0 | 0 | 0
- | - | - |  |  |  |  | 0 | 0 | 0 | 0 |  |  | 0 | 0 | 0 | 0 | 0 | 0
- | - | - |  |  |  |  | 0 | 0 | 0 | 0 |  |  | 0 | 0 | 0 | 0 | 0 | 0
- | - | - |  |  |  |  | 0 | 0 | 0 | 0 |  |  | 0 | 0 | 0 | 0 | 0 | 0
- | - | - |  |  |  |  | 0 | 0 | 0 | 0 |  |  | 0 | 0 | 0 | 0 | 0 | 0
- | - | - |  |  |  |  | 0 | 0 | 0 | 0 |  |  | 0 | 0 | 0 | 0 | 0 | 0
- | - | - |  |  |  |  | 0 | 0 | 0 | 0 |  |  | 0 | 0 | 0 | 0 | 0 | 0
- | - | - |  |  |  |  | 0 | 0 | 0 | 0 |  |  | 0 | 0 | 0 | 0 | 0 | 0
- | - | - |  |  |  |  | 0 | 0 | 0 | 0 |  |  | 0 | 0 | 0 | 0 | 0 | 0
- | - | - |  |  |  |  | 0 | 0 | 0 | 0 |  |  | 0 | 0 | 0 | 0 | 0 | 0
- | - | - |  |  |  |  | 0 | 0 | 0 | 0 |  |  | 0 | 0 | 0 | 0 | 0 | 0
- | - | - |  |  |  |  | 0 | 0 | 0 | 0 |  |  | 0 | 0 | 0 | 0 | 0 | 0
- | - | - |  |  |  |  | 0 | 0 | 0 | 0 |  |  | 0 | 0 | 0 | 0 | 0 | 0
- | - | - |  |  |  |  | 0 | 0 | 0 | 0 |  |  | 0 | 0 | 0 | 0 | 0 | 0
- | - | - |  |  |  |  | 0 | 0 | 0 | 0 |  |  | 0 | 0 | 0 | 0 | 0 | 0
- | - | - |  |  |  |  | 0 | 0 | 0 | 0 |  |  | 0 | 0 | 0 | 0 | 0 | 0
- | - | - |  |  |  |  | 0 | 0 | 0 | 0 |  |  | 0 | 0 | 0 | 0 | 0 | 0
- | - | - |  |  |  |  | 0 | 0 | 0 | 0 |  |  | 0 | 0 | 0 | 0 | 0 | 0
- | - | - |  |  |  |  | 0 | 0 | 0 | 0 |  |  | 0 | 0 | 0 | 0 | 0 | 0
- | - | - |  |  |  |  | 0 | 0 | 0 | 0 |  |  | 0 | 0 | 0 | 0 | 0 | 0
- | - | - |  |  |  |  | 0 | 0 | 0 | 0 |  |  | 0 | 0 | 0 | 0 | 0 | 0
- | - | - |  |  |  |  | 0 | 0 | 0 | 0 |  |  | 0 | 0 | 0 | 0 | 0 | 0
- | - | - |  |  |  |  | 0 | 0 | 0 | 0 |  |  | 0 | 0 | 0 | 0 | 0 | 0
- | - | - |  |  |  |  | 0 | 0 | 0 | 0 |  |  | 0 | 0 | 0 | 0 | 0 | 0
- | - | - |  |  |  |  | 0 | 0 | 0 | 0 |  |  | 0 | 0 | 0 | 0 | 0 | 0
- | - | - |  |  |  |  | 0 | 0 | 0 | 0 |  |  | 0 | 0 | 0 | 0 | 0 | 0
- | - | - |  |  |  |  | 0 | 0 | 0 | 0 |  |  | 0 | 0 | 0 | 0 | 0 | 0
- | - | - |  |  |  |  | 0 | 0 | 0 | 0 |  |  | 0 | 0 | 0 | 0 | 0 | 0
- | - | - |  |  |  |  | 0 | 0 | 0 | 0 |  |  | 0 | 0 | 0 | 0 | 0 | 0
- | - | - |  |  |  |  | 0 | 0 | 0 | 0 |  |  | 0 | 0 | 0 | 0 | 0 | 0
- | - | - |  |  |  |  | 0 | 0 | 0 | 0 |  |  | 0 | 0 | 0 | 0 | 0 | 0
- | - | - |  |  |  |  | 0 | 0 | 0 | 0 |  |  | 0 | 0 | 0 | 0 | 0 | 0
- | - | - |  |  |  |  | 0 | 0 | 0 | 0 |  |  | 0 | 0 | 0 | 0 | 0 | 0
- | - | - |  |  |  |  | 0 | 0 | 0 | 0 |  |  | 0 | 0 | 0 | 0 | 0 | 0
- | - | - |  |  |  |  | 0 | 0 | 0 | 0 |  |  | 0 | 0 | 0 | 0 | 0 | 0
- | - | - |  |  |  |  | 0 | 0 | 0 | 0 |  |  | 0 | 0 | 0 | 0 | 0 | 0
- | - | - |  |  |  |  | 0 | 0 | 0 | 0 |  |  | 0 | 0 | 0 | 0 | 0 | 0
- | - | - |  |  |  |  | 0 | 0 | 0 | 0 |  |  | 0 | 0 | 0 | 0 | 0 | 0
- | - | - |  |  |  |  | 0 | 0 | 0 | 0 |  |  | 0 | 0 | 0 | 0 | 0 | 0
- | - | - |  |  |  |  | 0 | 0 | 0 | 0 |  |  | 0 | 0 | 0 | 0 | 0 | 0
- | - | - |  |  |  |  | 0 | 0 | 0 | 0 |  |  | 0 | 0 | 0 | 0 | 0 | 0
- | - | - |  |  |  |  | 0 | 0 | 0 | 0 |  |  | 0 | 0 | 0 | 0 | 0 | 0
- | - | - |  |  |  |  | 0 | 0 | 0 | 0 |  |  | 0 | 0 | 0 | 0 | 0 | 0
- | - | - |  |  |  |  | 0 | 0 | 0 | 0 |  |  | 0 | 0 | 0 | 0 | 0 | 0
- | - | - |  |  |  |  | 0 | 0 | 0 | 0 |  |  | 0 | 0 | 0 | 0 | 0 | 0
- | - | - |  |  |  |  | 0 | 0 | 0 | 0 |  |  | 0 | 0 | 0 | 0 | 0 | 0
- | - | - |  |  |  |  | 0 | 0 | 0 | 0 |  |  | 0 | 0 | 0 | 0 | 0 | 0
- | - | - |  |  |  |  | 0 | 0 | 0 | 0 |  |  | 0 | 0 | 0 | 0 | 0 | 0
- | - | - |  |  |  |  | 0 | 0 | 0 | 0 |  |  | 0 | 0 | 0 | 0 | 0 | 0
- | - | - |  |  |  |  | 0 | 0 | 0 | 0 |  |  | 0 | 0 | 0 | 0 | 0 | 0
- | - | - |  |  |  |  | 0 | 0 | 0 | 0 |  |  | 0 | 0 | 0 | 0 | 0 | 0
- | - | - |  |  |  |  | 0 | 0 | 0 | 0 |  |  | 0 | 0 | 0 | 0 | 0 | 0
- | - | - |  |  |  |  | 0 | 0 | 0 | 0 |  |  | 0 | 0 | 0 | 0 | 0 | 0
- | - | - |  |  |  |  | 0 | 0 | 0 | 0 |  |  | 0 | 0 | 0 | 0 | 0 | 0
- | - | - |  |  |  |  | 0 | 0 | 0 | 0 |  |  | 0 | 0 | 0 | 0 | 0 | 0
- | - | - |  |  |  |  | 0 | 0 | 0 | 0 |  |  | 0 | 0 | 0 | 0 | 0 | 0
- | - | - |  |  |  |  | 0 | 0 | 0 | 0 |  |  | 0 | 0 | 0 | 0 | 0 | 0
- | - | - |  |  |  |  | 0 | 0 | 0 | 0 |  |  | 0 | 0 | 0 | 0 | 0 | 0
- | - | - |  |  |  |  | 0 | 0 | 0 | 0 |  |  | 0 | 0 | 0 | 0 | 0 | 0
- | - | - |  |  |  |  | 0 | 0 | 0 | 0 |  |  | 0 | 0 | 0 | 0 | 0 | 0
- | - | - |  |  |  |  | 0 | 0 | 0 | 0 |  |  | 0 | 0 | 0 | 0 | 0 | 0
- | - | - |  |  |  |  | 0 | 0 | 0 | 0 |  |  | 0 | 0 | 0 | 0 | 0 | 0
- | - | - |  |  |  |  | 0 | 0 | 0 | 0 |  |  | 0 | 0 | 0 | 0 | 0 | 0
- | - | - |  |  |  |  | 0 | 0 | 0 | 0 |  |  | 0 | 0 | 0 | 0 | 0 | 0
- | - | - |  |  |  |  | 0 | 0 | 0 | 0 |  |  | 0 | 0 | 0 | 0 | 0 | 0
- | - | - |  |  |  |  | 0 | 0 | 0 | 0 |  |  | 0 | 0 | 0 | 0 | 0 | 0
- | - | - |  |  |  |  | 0 | 0 | 0 | 0 |  |  | 0 | 0 | 0 | 0 | 0 | 0
- | - | - |  |  |  |  | 0 | 0 | 0 | 0 |  |  | 0 | 0 | 0 | 0 | 0 | 0
- | - | - |  |  |  |  | 0 | 0 | 0 | 0 |  |  | 0 | 0 | 0 | 0 | 0 | 0
- | - | - |  |  |  |  | 0 | 0 | 0 | 0 |  |  | 0 | 0 | 0 | 0 | 0 | 0
- | - | - |  |  |  |  | 0 | 0 | 0 | 0 |  |  | 0 | 0 | 0 | 0 | 0 | 0
- | - | - |  |  |  |  | 0 | 0 | 0 | 0 |  |  | 0 | 0 | 0 | 0 | 0 | 0
- | - | - |  |  |  |  | 0 | 0 | 0 | 0 |  |  | 0 | 0 | 0 | 0 | 0 | 0
- | - | - |  |  |  |  | 0 | 0 | 0 | 0 |  |  | 0 | 0 | 0 | 0 | 0 | 0
- | - | - |  |  |  |  | 0 | 0 | 0 | 0 |  |  | 0 | 0 | 0 | 0 | 0 | 0
- | - | - |  |  |  |  | 0 | 0 | 0 | 0 |  |  | 0 | 0 | 0 | 0 | 0 | 0
- | - | - |  |  |  |  | 0 | 0 | 0 | 0 |  |  | 0 | 0 | 0 | 0 | 0 | 0
- | - | - |  |  |  |  | 0 | 0 | 0 | 0 |  |  | 0 | 0 | 0 | 0 | 0 | 0
- | - | - |  |  |  |  | 0 | 0 | 0 | 0 |  |  | 0 | 0 | 0 | 0 | 0 | 0
- | - | - |  |  |  |  | 0 | 0 | 0 | 0 |  |  | 0 | 0 | 0 | 0 | 0 | 0
- | - | - |  |  |  |  | 0 | 0 | 0 | 0 |  |  | 0 | 0 | 0 | 0 | 0 | 0
- | - | - |  |  |  |  | 0 | 0 | 0 | 0 |  |  | 0 | 0 | 0 | 0 | 0 | 0
- | - | - |  |  |  |  | 0 | 0 | 0 | 0 |  |  | 0 | 0 | 0 | 0 | 0 | 0
- | - | - |  |  |  |  | 0 | 0 | 0 | 0 |  |  | 0 | 0 | 0 | 0 | 0 | 0
- | - | - |  |  |  |  | 0 | 0 | 0 | 0 |  |  | 0 | 0 | 0 | 0 | 0 | 0
- | - | - |  |  |  |  | 0 | 0 | 0 | 0 |  |  | 0 | 0 | 0 | 0 | 0 | 0
- | - | - |  |  |  |  | 0 | 0 | 0 | 0 |  |  | 0 | 0 | 0 | 0 | 0 | 0
- | - | - |  |  |  |  | 0 | 0 | 0 | 0 |  |  | 0 | 0 | 0 | 0 | 0 | 0
- | - | - |  |  |  |  | 0 | 0 | 0 | 0 |  |  | 0 | 0 | 0 | 0 | 0 | 0
- | - | - |  |  |  |  | 0 | 0 | 0 | 0 |  |  | 0 | 0 | 0 | 0 | 0 | 0
- | - | - |  |  |  |  | 0 | 0 | 0 | 0 |  |  | 0 | 0 | 0 | 0 | 0 | 0
- | - | - |  |  |  |  | 0 | 0 | 0 | 0 |  |  | 0 | 0 | 0 | 0 | 0 | 0
- | - | - |  |  |  |  | 0 | 0 | 0 | 0 |  |  | 0 | 0 | 0 | 0 | 0 | 0
- | - | - |  |  |  |  | 0 | 0 | 0 | 0 |  |  | 0 | 0 | 0 | 0 | 0 | 0
- | - | - |  |  |  |  | 0 | 0 | 0 | 0 |  |  | 0 | 0 | 0 | 0 | 0 | 0
- | - | - |  |  |  |  | 0 | 0 | 0 | 0 |  |  | 0 | 0 | 0 | 0 | 0 | 0
- | - | - |  |  |  |  | 0 | 0 | 0 | 0 |  |  | 0 | 0 | 0 | 0 | 0 | 0
- | - | - |  |  |  |  | 0 | 0 | 0 | 0 |  |  | 0 | 0 | 0 | 0 | 0 | 0
- | - | - |  |  |  |  | 0 | 0 | 0 | 0 |  |  | 0 | 0 | 0 | 0 | 0 | 0
- | - | - |  |  |  |  | 0 | 0 | 0 | 0 |  |  | 0 | 0 | 0 | 0 | 0 | 0
- | - | - |  |  |  |  | 0 | 0 | 0 | 0 |  |  | 0 | 0 | 0 | 0 | 0 | 0
- | - | - |  |  |  |  | 0 | 0 | 0 | 0 |  |  | 0 | 0 | 0 | 0 | 0 | 0
- | - | - |  |  |  |  | 0 | 0 | 0 | 0 |  |  | 0 | 0 | 0 | 0 | 0 | 0
- | - | - |  |  |  |  | 0 | 0 | 0 | 0 |  |  | 0 | 0 | 0 | 0 | 0 | 0
- | - | - |  |  |  |  | 0 | 0 | 0 | 0 |  |  | 0 | 0 | 0 | 0 | 0 | 0
- | - | - |  |  |  |  | 0 | 0 | 0 | 0 |  |  | 0 | 0 | 0 | 0 | 0 | 0
- | - | - |  |  |  |  | 0 | 0 | 0 | 0 |  |  | 0 | 0 | 0 | 0 | 0 | 0
- | - | - |  |  |  |  | 0 | 0 | 0 | 0 |  |  | 0 | 0 | 0 | 0 | 0 | 0
- | - | - |  |  |  |  | 0 | 0 | 0 | 0 |  |  | 0 | 0 | 0 | 0 | 0 | 0
- | - | - |  |  |  |  | 0 | 0 | 0 | 0 |  |  | 0 | 0 | 0 | 0 | 0 | 0
- | - | - |  |  |  |  | 0 | 0 | 0 | 0 |  |  | 0 | 0 | 0 | 0 | 0 | 0
- | - | - |  |  |  |  | 0 | 0 | 0 | 0 |  |  | 0 | 0 | 0 | 0 | 0 | 0
- | - | - |  |  |  |  | 0 | 0 | 0 | 0 |  |  | 0 | 0 | 0 | 0 | 0 | 0
- | - | - |  |  |  |  | 0 | 0 | 0 | 0 |  |  | 0 | 0 | 0 | 0 | 0 | 0
- | - | - |  |  |  |  | 0 | 0 | 0 | 0 |  |  | 0 | 0 | 0 | 0 | 0 | 0
- | - | - |  |  |  |  | 0 | 0 | 0 | 0 |  |  | 0 | 0 | 0 | 0 | 0 | 0
- | - | - |  |  |  |  | 0 | 0 | 0 | 0 |  |  | 0 | 0 | 0 | 0 | 0 | 0
- | - | - |  |  |  |  | 0 | 0 | 0 | 0 |  |  | 0 | 0 | 0 | 0 | 0 | 0
- | - | - |  |  |  |  | 0 | 0 | 0 | 0 |  |  | 0 | 0 | 0 | 0 | 0 | 0
- | - | - |  |  |  |  | 0 | 0 | 0 | 0 |  |  | 0 | 0 | 0 | 0 | 0 | 0
- | - | - |  |  |  |  | 0 | 0 | 0 | 0 |  |  | 0 | 0 | 0 | 0 | 0 | 0
- | - | - |  |  |  |  | 0 | 0 | 0 | 0 |  |  | 0 | 0 | 0 | 0 | 0 | 0
- | - | - |  |  |  |  | 0 | 0 | 0 | 0 |  |  | 0 | 0 | 0 | 0 | 0 | 0
- | - | - |  |  |  |  | 0 | 0 | 0 | 0 |  |  | 0 | 0 | 0 | 0 | 0 | 0
- | - | - |  |  |  |  | 0 | 0 | 0 | 0 |  |  | 0 | 0 | 0 | 0 | 0 | 0
- | - | - |  |  |  |  | 0 | 0 | 0 | 0 |  |  | 0 | 0 | 0 | 0 | 0 | 0
- | - | - |  |  |  |  | 0 | 0 | 0 | 0 |  |  | 0 | 0 | 0 | 0 | 0 | 0
- | - | - |  |  |  |  | 0 | 0 | 0 | 0 |  |  | 0 | 0 | 0 | 0 | 0 | 0
- | - | - |  |  |  |  | 0 | 0 | 0 | 0 |  |  | 0 | 0 | 0 | 0 | 0 | 0
- | - | - |  |  |  |  | 0 | 0 | 0 | 0 |  |  | 0 | 0 | 0 | 0 | 0 | 0
- | - | - |  |  |  |  | 0 | 0 | 0 | 0 |  |  | 0 | 0 | 0 | 0 | 0 | 0
- | - | - |  |  |  |  | 0 | 0 | 0 | 0 |  |  | 0 | 0 | 0 | 0 | 0 | 0
- | - | - |  |  |  |  | 0 | 0 | 0 | 0 |  |  | 0 | 0 | 0 | 0 | 0 | 0
- | - | - |  |  |  |  | 0 | 0 | 0 | 0 |  |  | 0 | 0 | 0 | 0 | 0 | 0
- | - | - |  |  |  |  | 0 | 0 | 0 | 0 |  |  | 0 | 0 | 0 | 0 | 0 | 0
- | - | - |  |  |  |  | 0 | 0 | 0 | 0 |  |  | 0 | 0 | 0 | 0 | 0 | 0
- | - | - |  |  |  |  | 0 | 0 | 0 | 0 |  |  | 0 | 0 | 0 | 0 | 0 | 0
- | - | - |  |  |  |  | 0 | 0 | 0 | 0 |  |  | 0 | 0 | 0 | 0 | 0 | 0
- | - | - |  |  |  |  | 0 | 0 | 0 | 0 |  |  | 0 | 0 | 0 | 0 | 0 | 0
- | - | - |  |  |  |  | 0 | 0 | 0 | 0 |  |  | 0 | 0 | 0 | 0 | 0 | 0
- | - | - |  |  |  |  | 0 | 0 | 0 | 0 |  |  | 0 | 0 | 0 | 0 | 0 | 0
- | - | - |  |  |  |  | 0 | 0 | 0 | 0 |  |  | 0 | 0 | 0 | 0 | 0 | 0
- | - | - |  |  |  |  | 0 | 0 | 0 | 0 |  |  | 0 | 0 | 0 | 0 | 0 | 0
- | - | - |  |  |  |  | 0 | 0 | 0 | 0 |  |  | 0 | 0 | 0 | 0 | 0 | 0
- | - | - |  |  |  |  | 0 | 0 | 0 | 0 |  |  | 0 | 0 | 0 | 0 | 0 | 0
- | - | - |  |  |  |  | 0 | 0 | 0 | 0 |  |  | 0 | 0 | 0 | 0 | 0 | 0
- | - | - |  |  |  |  | 0 | 0 | 0 | 0 |  |  | 0 | 0 | 0 | 0 | 0 | 0
- | - | - |  |  |  |  | 0 | 0 | 0 | 0 |  |  | 0 | 0 | 0 | 0 | 0 | 0
- | - | - |  |  |  |  | 0 | 0 | 0 | 0 |  |  | 0 | 0 | 0 | 0 | 0 | 0
- | - | - |  |  |  |  | 0 | 0 | 0 | 0 |  |  | 0 | 0 | 0 | 0 | 0 | 0
- | - | - |  |  |  |  | 0 | 0 | 0 | 0 |  |  | 0 | 0 | 0 | 0 | 0 | 0
- | - | - |  |  |  |  | 0 | 0 | 0 | 0 |  |  | 0 | 0 | 0 | 0 | 0 | 0
- | - | - |  |  |  |  | 0 | 0 | 0 | 0 |  |  | 0 | 0 | 0 | 0 | 0 | 0
- | - | - |  |  |  |  | 0 | 0 | 0 | 0 |  |  | 0 | 0 | 0 | 0 | 0 | 0
- | - | - |  |  |  |  | 0 | 0 | 0 | 0 |  |  | 0 | 0 | 0 | 0 | 0 | 0
- | - | - |  |  |  |  | 0 | 0 | 0 | 0 |  |  | 0 | 0 | 0 | 0 | 0 | 0
- | - | - |  |  |  |  | 0 | 0 | 0 | 0 |  |  | 0 | 0 | 0 | 0 | 0 | 0
- | - | - |  |  |  |  | 0 | 0 | 0 | 0 |  |  | 0 | 0 | 0 | 0 | 0 | 0
- | - | - |  |  |  |  | 0 | 0 | 0 | 0 |  |  | 0 | 0 | 0 | 0 | 0 | 0
- | - | - |  |  |  |  | 0 | 0 | 0 | 0 |  |  | 0 | 0 | 0 | 0 | 0 | 0
- | - | - |  |  |  |  | 0 | 0 | 0 | 0 |  |  | 0 | 0 | 0 | 0 | 0 | 0
- | - | - |  |  |  |  | 0 | 0 | 0 | 0 |  |  | 0 | 0 | 0 | 0 | 0 | 0
- | - | - |  |  |  |  | 0 | 0 | 0 | 0 |  |  | 0 | 0 | 0 | 0 | 0 | 0
- | - | - |  |  |  |  | 0 | 0 | 0 | 0 |  |  | 0 | 0 | 0 | 0 | 0 | 0
- | - | - |  |  |  |  | 0 | 0 | 0 | 0 |  |  | 0 | 0 | 0 | 0 | 0 | 0
- | - | - |  |  |  |  | 0 | 0 | 0 | 0 |  |  | 0 | 0 | 0 | 0 | 0 | 0
- | - | - |  |  |  |  | 0 | 0 | 0 | 0 |  |  | 0 | 0 | 0 | 0 | 0 | 0
- | - | - |  |  |  |  | 0 | 0 | 0 | 0 |  |  | 0 | 0 | 0 | 0 | 0 | 0
- | - | - |  |  |  |  | 0 | 0 | 0 | 0 |  |  | 0 | 0 | 0 | 0 | 0 | 0
- | - | - |  |  |  |  | 0 | 0 | 0 | 0 |  |  | 0 | 0 | 0 | 0 | 0 | 0
- | - | - |  |  |  |  | 0 | 0 | 0 | 0 |  |  | 0 | 0 | 0 | 0 | 0 | 0
- | - | - |  |  |  |  | 0 | 0 | 0 | 0 |  |  | 0 | 0 | 0 | 0 | 0 | 0
- | - | - |  |  |  |  | 0 | 0 | 0 | 0 |  |  | 0 | 0 | 0 | 0 | 0 | 0
- | - | - |  |  |  |  | 0 | 0 | 0 | 0 |  |  | 0 | 0 | 0 | 0 | 0 | 0
- | - | - |  |  |  |  | 0 | 0 | 0 | 0 |  |  | 0 | 0 | 0 | 0 | 0 | 0
- | - | - |  |  |  |  | 0 | 0 | 0 | 0 |  |  | 0 | 0 | 0 | 0 | 0 | 0
- | - | - |  |  |  |  | 0 | 0 | 0 | 0 |  |  | 0 | 0 | 0 | 0 | 0 | 0
- | - | - |  |  |  |  | 0 | 0 | 0 | 0 |  |  | 0 | 0 | 0 | 0 | 0 | 0
- | - | - |  |  |  |  | 0 | 0 | 0 | 0 |  |  | 0 | 0 | 0 | 0 | 0 | 0
- | - | - |  |  |  |  | 0 | 0 | 0 | 0 |  |  | 0 | 0 | 0 | 0 | 0 | 0
- | - | - |  |  |  |  | 0 | 0 | 0 | 0 |  |  | 0 | 0 | 0 | 0 | 0 | 0
- | - | - |  |  |  |  | 0 | 0 | 0 | 0 |  |  | 0 | 0 | 0 | 0 | 0 | 0
- | - | - |  |  |  |  | 0 | 0 | 0 | 0 |  |  | 0 | 0 | 0 | 0 | 0 | 0
- | - | - |  |  |  |  | 0 | 0 | 0 | 0 |  |  | 0 | 0 | 0 | 0 | 0 | 0
- | - | - |  |  |  |  | 0 | 0 | 0 | 0 |  |  | 0 | 0 | 0 | 0 | 0 | 0
- | - | - |  |  |  |  | 0 | 0 | 0 | 0 |  |  | 0 | 0 | 0 | 0 | 0 | 0
- | - | - |  |  |  |  | 0 | 0 | 0 | 0 |  |  | 0 | 0 | 0 | 0 | 0 | 0
- | - | - |  |  |  |  | 0 | 0 | 0 | 0 |  |  | 0 | 0 | 0 | 0 | 0 | 0
- | - | - |  |  |  |  | 0 | 0 | 0 | 0 |  |  | 0 | 0 | 0 | 0 | 0 | 0
- | - | - |  |  |  |  | 0 | 0 | 0 | 0 |  |  | 0 | 0 | 0 | 0 | 0 | 0
- | - | - |  |  |  |  | 0 | 0 | 0 | 0 |  |  | 0 | 0 | 0 | 0 | 0 | 0
- | - | - |  |  |  |  | 0 | 0 | 0 | 0 |  |  | 0 | 0 | 0 | 0 | 0 | 0
- | - | - |  |  |  |  | 0 | 0 | 0 | 0 |  |  | 0 | 0 | 0 | 0 | 0 | 0
- | - | - |  |  |  |  | 0 | 0 | 0 | 0 |  |  | 0 | 0 | 0 | 0 | 0 | 0
- | - | - |  |  |  |  | 0 | 0 | 0 | 0 |  |  | 0 | 0 | 0 | 0 | 0 | 0
- | - | - |  |  |  |  | 0 | 0 | 0 | 0 |  |  | 0 | 0 | 0 | 0 | 0 | 0
- | - | - |  |  |  |  | 0 | 0 | 0 | 0 |  |  | 0 | 0 | 0 | 0 | 0 | 0
- | - | - |  |  |  |  | 0 | 0 | 0 | 0 |  |  | 0 | 0 | 0 | 0 | 0 | 0
- | - | - |  |  |  |  | 0 | 0 | 0 | 0 |  |  | 0 | 0 | 0 | 0 | 0 | 0
- | - | - |  |  |  |  | 0 | 0 | 0 | 0 |  |  | 0 | 0 | 0 | 0 | 0 | 0
- | - | - |  |  |  |  | 0 | 0 | 0 | 0 |  |  | 0 | 0 | 0 | 0 | 0 | 0
- | - | - |  |  |  |  | 0 | 0 | 0 | 0 |  |  | 0 | 0 | 0 | 0 | 0 | 0
- | - | - |  |  |  |  | 0 | 0 | 0 | 0 |  |  | 0 | 0 | 0 | 0 | 0 | 0
- | - | - |  |  |  |  | 0 | 0 | 0 | 0 |  |  | 0 | 0 | 0 | 0 | 0 | 0
- | - | - |  |  |  |  | 0 | 0 | 0 | 0 |  |  | 0 | 0 | 0 | 0 | 0 | 0
- | - | - |  |  |  |  | 0 | 0 | 0 | 0 |  |  | 0 | 0 | 0 | 0 | 0 | 0
- | - | - |  |  |  |  | 0 | 0 | 0 | 0 |  |  | 0 | 0 | 0 | 0 | 0 | 0
- | - | - |  |  |  |  | 0 | 0 | 0 | 0 |  |  | 0 | 0 | 0 | 0 | 0 | 0
- | - | - |  |  |  |  | 0 | 0 | 0 | 0 |  |  | 0 | 0 | 0 | 0 | 0 | 0
- | - | - |  |  |  |  | 0 | 0 | 0 | 0 |  |  | 0 | 0 | 0 | 0 | 0 | 0
- | - | - |  |  |  |  | 0 | 0 | 0 | 0 |  |  | 0 | 0 | 0 | 0 | 0 | 0
- | - | - |  |  |  |  | 0 | 0 | 0 | 0 |  |  | 0 | 0 | 0 | 0 | 0 | 0
- | - | - |  |  |  |  | 0 | 0 | 0 | 0 |  |  | 0 | 0 | 0 | 0 | 0 | 0
- | - | - |  |  |  |  | 0 | 0 | 0 | 0 |  |  | 0 | 0 | 0 | 0 | 0 | 0
- | - | - |  |  |  |  | 0 | 0 | 0 | 0 |  |  | 0 | 0 | 0 | 0 | 0 | 0
- | - | - |  |  |  |  | 0 | 0 | 0 | 0 |  |  | 0 | 0 | 0 | 0 | 0 | 0
- | - | - |  |  |  |  | 0 | 0 | 0 | 0 |  |  | 0 | 0 | 0 | 0 | 0 | 0
- | - | - |  |  |  |  | 0 | 0 | 0 | 0 |  |  | 0 | 0 | 0 | 0 | 0 | 0
- | - | - |  |  |  |  | 0 | 0 | 0 | 0 |  |  | 0 | 0 | 0 | 0 | 0 | 0
- | - | - |  |  |  |  | 0 | 0 | 0 | 0 |  |  | 0 | 0 | 0 | 0 | 0 | 0
- | - | - |  |  |  |  | 0 | 0 | 0 | 0 |  |  | 0 | 0 | 0 | 0 | 0 | 0
- | - | - |  |  |  |  | 0 | 0 | 0 | 0 |  |  | 0 | 0 | 0 | 0 | 0 | 0
- | - | - |  |  |  |  | 0 | 0 | 0 | 0 |  |  | 0 | 0 | 0 | 0 | 0 | 0
- | - | - |  |  |  |  | 0 | 0 | 0 | 0 |  |  | 0 | 0 | 0 | 0 | 0 | 0
- | - | - |  |  |  |  | 0 | 0 | 0 | 0 |  |  | 0 | 0 | 0 | 0 | 0 | 0
- | - | - |  |  |  |  | 0 | 0 | 0 | 0 |  |  | 0 | 0 | 0 | 0 | 0 | 0
- | - | - |  |  |  |  | 0 | 0 | 0 | 0 |  |  | 0 | 0 | 0 | 0 | 0 | 0
- | - | - |  |  |  |  | 0 | 0 | 0 | 0 |  |  | 0 | 0 | 0 | 0 | 0 | 0
- | - | - |  |  |  |  | 0 | 0 | 0 | 0 |  |  | 0 | 0 | 0 | 0 | 0 | 0
- | - | - |  |  |  |  | 0 | 0 | 0 | 0 |  |  | 0 | 0 | 0 | 0 | 0 | 0
- | - | - |  |  |  |  | 0 | 0 | 0 | 0 |  |  | 0 | 0 | 0 | 0 | 0 | 0
- | - | - |  |  |  |  | 0 | 0 | 0 | 0 |  |  | 0 | 0 | 0 | 0 | 0 | 0
- | - | - |  |  |  |  | 0 | 0 | 0 | 0 |  |  | 0 | 0 | 0 | 0 | 0 | 0
- | - | - |  |  |  |  | 0 | 0 | 0 | 0 |  |  | 0 | 0 | 0 | 0 | 0 | 0
- | - | - |  |  |  |  | 0 | 0 | 0 | 0 |  |  | 0 | 0 | 0 | 0 | 0 | 0
- | - | - |  |  |  |  | 0 | 0 | 0 | 0 |  |  | 0 | 0 | 0 | 0 | 0 | 0
- | - | - |  |  |  |  | 0 | 0 | 0 | 0 |  |  | 0 | 0 | 0 | 0 | 0 | 0
- | - | - |  |  |  |  | 0 | 0 | 0 | 0 |  |  | 0 | 0 | 0 | 0 | 0 | 0
- | - | - |  |  |  |  | 0 | 0 | 0 | 0 |  |  | 0 | 0 | 0 | 0 | 0 | 0
- | - | - |  |  |  |  | 0 | 0 | 0 | 0 |  |  | 0 | 0 | 0 | 0 | 0 | 0
- | - | - |  |  |  |  | 0 | 0 | 0 | 0 |  |  | 0 | 0 | 0 | 0 | 0 | 0
- | - | - |  |  |  |  | 0 | 0 | 0 | 0 |  |  | 0 | 0 | 0 | 0 | 0 | 0
- | - | - |  |  |  |  | 0 | 0 | 0 | 0 |  |  | 0 | 0 | 0 | 0 | 0 | 0
- | - | - |  |  |  |  | 0 | 0 | 0 | 0 |  |  | 0 | 0 | 0 | 0 | 0 | 0
- | - | - |  |  |  |  | 0 | 0 | 0 | 0 |  |  | 0 | 0 | 0 | 0 | 0 | 0
- | - | - |  |  |  |  | 0 | 0 | 0 | 0 |  |  | 0 | 0 | 0 | 0 | 0 | 0
- | - | - |  |  |  |  | 0 | 0 | 0 | 0 |  |  | 0 | 0 | 0 | 0 | 0 | 0
- | - | - |  |  |  |  | 0 | 0 | 0 | 0 |  |  | 0 | 0 | 0 | 0 | 0 | 0
- | - | - |  |  |  |  | 0 | 0 | 0 | 0 |  |  | 0 | 0 | 0 | 0 | 0 | 0
- | - | - |  |  |  |  | 0 | 0 | 0 | 0 |  |  | 0 | 0 | 0 | 0 | 0 | 0
- | - | - |  |  |  |  | 0 | 0 | 0 | 0 |  |  | 0 | 0 | 0 | 0 | 0 | 0
- | - | - |  |  |  |  | 0 | 0 | 0 | 0 |  |  | 0 | 0 | 0 | 0 | 0 | 0
- | - | - |  |  |  |  | 0 | 0 | 0 | 0 |  |  | 0 | 0 | 0 | 0 | 0 | 0
- | - | - |  |  |  |  | 0 | 0 | 0 | 0 |  |  | 0 | 0 | 0 | 0 | 0 | 0
- | - | - |  |  |  |  | 0 | 0 | 0 | 0 |  |  | 0 | 0 | 0 | 0 | 0 | 0
- | - | - |  |  |  |  | 0 | 0 | 0 | 0 |  |  | 0 | 0 | 0 | 0 | 0 | 0
- | - | - |  |  |  |  | 0 | 0 | 0 | 0 |  |  | 0 | 0 | 0 | 0 | 0 | 0
- | - | - |  |  |  |  | 0 | 0 | 0 | 0 |  |  | 0 | 0 | 0 | 0 | 0 | 0
- | - | - |  |  |  |  | 0 | 0 | 0 | 0 |  |  | 0 | 0 | 0 | 0 | 0 | 0
- | - | - |  |  |  |  | 0 | 0 | 0 | 0 |  |  | 0 | 0 | 0 | 0 | 0 | 0
- | - | - |  |  |  |  | 0 | 0 | 0 | 0 |  |  | 0 | 0 | 0 | 0 | 0 | 0
- | - | - |  |  |  |  | 0 | 0 | 0 | 0 |  |  | 0 | 0 | 0 | 0 | 0 | 0
- | - | - |  |  |  |  | 0 | 0 | 0 | 0 |  |  | 0 | 0 | 0 | 0 | 0 | 0
- | - | - |  |  |  |  | 0 | 0 | 0 | 0 |  |  | 0 | 0 | 0 | 0 | 0 | 0
- | - | - |  |  |  |  | 0 | 0 | 0 | 0 |  |  | 0 | 0 | 0 | 0 | 0 | 0
- | - | - |  |  |  |  | 0 | 0 | 0 | 0 |  |  | 0 | 0 | 0 | 0 | 0 | 0
- | - | - |  |  |  |  | 0 | 0 | 0 | 0 |  |  | 0 | 0 | 0 | 0 | 0 | 0
- | - | - |  |  |  |  | 0 | 0 | 0 | 0 |  |  | 0 | 0 | 0 | 0 | 0 | 0
- | - | - |  |  |  |  | 0 | 0 | 0 | 0 |  |  | 0 | 0 | 0 | 0 | 0 | 0
- | - | - |  |  |  |  | 0 | 0 | 0 | 0 |  |  | 0 | 0 | 0 | 0 | 0 | 0
- | - | - |  |  |  |  | 0 | 0 | 0 | 0 |  |  | 0 | 0 | 0 | 0 | 0 | 0
- | - | - |  |  |  |  | 0 | 0 | 0 | 0 |  |  | 0 | 0 | 0 | 0 | 0 | 0
- | - | - |  |  |  |  | 0 | 0 | 0 | 0 |  |  | 0 | 0 | 0 | 0 | 0 | 0
- | - | - |  |  |  |  | 0 | 0 | 0 | 0 |  |  | 0 | 0 | 0 | 0 | 0 | 0
- | - | - |  |  |  |  | 0 | 0 | 0 | 0 |  |  | 0 | 0 | 0 | 0 | 0 | 0
- | - | - |  |  |  |  | 0 | 0 | 0 | 0 |  |  | 0 | 0 | 0 | 0 | 0 | 0
- | - | - |  |  |  |  | 0 | 0 | 0 | 0 |  |  | 0 | 0 | 0 | 0 | 0 | 0
- | - | - |  |  |  |  | 0 | 0 | 0 | 0 |  |  | 0 | 0 | 0 | 0 | 0 | 0
- | - | - |  |  |  |  | 0 | 0 | 0 | 0 |  |  | 0 | 0 | 0 | 0 | 0 | 0
- | - | - |  |  |  |  | 0 | 0 | 0 | 0 |  |  | 0 | 0 | 0 | 0 | 0 | 0
- | - | - |  |  |  |  | 0 | 0 | 0 | 0 |  |  | 0 | 0 | 0 | 0 | 0 | 0
- | - | - |  |  |  |  | 0 | 0 | 0 | 0 |  |  | 0 | 0 | 0 | 0 | 0 | 0
- | - | - |  |  |  |  | 0 | 0 | 0 | 0 |  |  | 0 | 0 | 0 | 0 | 0 | 0
- | - | - |  |  |  |  | 0 | 0 | 0 | 0 |  |  | 0 | 0 | 0 | 0 | 0 | 0
- | - | - |  |  |  |  | 0 | 0 | 0 | 0 |  |  | 0 | 0 | 0 | 0 | 0 | 0
- | - | - |  |  |  |  | 0 | 0 | 0 | 0 |  |  | 0 | 0 | 0 | 0 | 0 | 0

## 1.3_Baseline_Funding
Network Asset Risk Workbook
Sheet: 1.3 Baseline Funding
Sector: ET
Network: SHET
Version 8 - Dated 03 Feb 2022
Price base (unless stated): 2018/19
Error Checks: OK
- | - | - | - | - | - | - | - | - | - | - | - | - | - | - | - | - | - | - | - | - | -
1.3 Baseline Funding | [13 empty] | RPE Update
[14 empty] | No. | Title |  | Reason for Update |  |  |  | Current
Number of records |  | 28 | OK | [10 empty] | 1 | Original FD | [5 empty] | Yes
[14 empty] | 2 | [6 empty] | No
3
4
5
6
7
[14 empty] | 1 | 2 | 3 | 4 | 5 | 6 | 7
Project/Asset Category Detail |  |  |  |  | Original Baseline Funding (£m) |  |  |  | Current Baseline Funding (£m) |  |  |  |  | 7 1: RPE Update
Sector | Network | Scheme/Asset Category | Funding Category | Risk Sub-Cat | Excl. RPEs & Ongoing Efficiencies | Ongoing Efficiencies | RPEs | Total | Excl. RPEs & Ongoing Efficiencies | Ongoing Efficiencies | RPEs | Total |  | 1. Original FD | 2. | 3. | 4. | 5. | 6. | 7. | Current
ET | SHET | SHNLT200 | A1 | OT | Redacted | Redacted | Redacted | Redacted | Redacted | Redacted | Redacted | 0 |  | Redacted | [6 empty] | Redacted
ET | SHET | SHNLT201 | A1 | OT | Redacted | Redacted | Redacted | Redacted | Redacted | Redacted | Redacted | 0 |  | Redacted | [6 empty] | Redacted
ET | SHET | SHNLT2010 | A1 | TX | Redacted | Redacted | Redacted | Redacted | Redacted | Redacted | Redacted | 0 |  | Redacted | [6 empty] | Redacted
ET | SHET | SHNLT2011 | A1 | OC | Redacted | Redacted | Redacted | Redacted | Redacted | Redacted | Redacted | 0 |  | Redacted | [6 empty] | Redacted
ET | SHET | SHNLT2012 | A1 | CB | Redacted | Redacted | Redacted | Redacted | Redacted | Redacted | Redacted | 0 |  | Redacted | [6 empty] | Redacted
ET | SHET | SHNLT2014 | A1 | TX | Redacted | Redacted | Redacted | Redacted | Redacted | Redacted | Redacted | 0 |  | Redacted | [6 empty] | Redacted
ET | SHET | SHNLT2016 | A1 | TX | Redacted | Redacted | Redacted | Redacted | Redacted | Redacted | Redacted | 0 |  | Redacted | [6 empty] | Redacted
ET | SHET | SHNLT2017 | A1 | TX | Redacted | Redacted | Redacted | Redacted | Redacted | Redacted | Redacted | 0 |  | Redacted | [6 empty] | Redacted
ET | SHET | SHNLT2018 | A1 | OT | Redacted | Redacted | Redacted | Redacted | Redacted | Redacted | Redacted | 0 |  | Redacted | [6 empty] | Redacted
ET | SHET | SHNLT2019 | A1 | TX | Redacted | Redacted | Redacted | Redacted | Redacted | Redacted | Redacted | 0 |  | Redacted | [6 empty] | Redacted
ET | SHET | SHNLT202 | A1 | OT | Redacted | Redacted | Redacted | Redacted | Redacted | Redacted | Redacted | 0 |  | Redacted | [6 empty] | Redacted
ET | SHET | SHNLT2020 | A1 | TX | Redacted | Redacted | Redacted | Redacted | Redacted | Redacted | Redacted | 0 |  | Redacted | [6 empty] | Redacted
ET | SHET | SHNLT2021 | A1 | TX | Redacted | Redacted | Redacted | Redacted | Redacted | Redacted | Redacted | 0 |  | Redacted | [6 empty] | Redacted
ET | SHET | SHNLT2022 | A1 | CB | Redacted | Redacted | Redacted | Redacted | Redacted | Redacted | Redacted | 0 |  | Redacted | [6 empty] | Redacted
ET | SHET | SHNLT2023 | A1 | TX | Redacted | Redacted | Redacted | Redacted | Redacted | Redacted | Redacted | 0 |  | Redacted | [6 empty] | Redacted
ET | SHET | SHNLT2024 | A1 | TX | Redacted | Redacted | Redacted | Redacted | Redacted | Redacted | Redacted | 0 |  | Redacted | [6 empty] | Redacted
ET | SHET | SHNLT2025 | A1 | UC | Redacted | Redacted | Redacted | Redacted | Redacted | Redacted | Redacted | 0 |  | Redacted | [6 empty] | Redacted
ET | SHET | SHNLT2027 | A1 | UC | Redacted | Redacted | Redacted | Redacted | Redacted | Redacted | Redacted | 0 |  | Redacted | [6 empty] | Redacted
ET | SHET | SHNLT2028 | A1 | OF | Redacted | Redacted | Redacted | Redacted | Redacted | Redacted | Redacted | 0 |  | Redacted | [6 empty] | Redacted
ET | SHET | SHNLT203 | A1 | OF | Redacted | Redacted | Redacted | Redacted | Redacted | Redacted | Redacted | 0 |  | Redacted | [6 empty] | Redacted
ET | SHET | SHNLT204 | A1 | TX | Redacted | Redacted | Redacted | Redacted | Redacted | Redacted | Redacted | 0 |  | Redacted | [6 empty] | Redacted
ET | SHET | SHNLT205 | A1 | OC | Redacted | Redacted | Redacted | Redacted | Redacted | Redacted | Redacted | 0 |  | Redacted | [6 empty] | Redacted
ET | SHET | SHNLT207 | A1 | TX | Redacted | Redacted | Redacted | Redacted | Redacted | Redacted | Redacted | 0 |  | Redacted | [6 empty] | Redacted
ET | SHET | SHNLT208 | A1 | TX | Redacted | Redacted | Redacted | Redacted | Redacted | Redacted | Redacted | 0 |  | Redacted | [6 empty] | Redacted
ET | SHET | SHNLT209 | A1 | TX | Redacted | Redacted | Redacted | Redacted | Redacted | Redacted | Redacted | 0 |  | Redacted | [6 empty] | Redacted
ET | SHET | SHNLT2013 | A3 | OC | Redacted | Redacted | Redacted | Redacted | Redacted | Redacted | Redacted | 0 |  | Redacted | [6 empty] | Redacted
ET | SHET | SHNLT2031 | A3 | UC | Redacted | Redacted | Redacted | Redacted | Redacted | Redacted | Redacted | 0 |  | Redacted | [6 empty] | Redacted
ET | SHET | SHNLT2015 | - | - | Redacted | Redacted | Redacted | Redacted | Redacted | Redacted | Redacted | 0 |  | Redacted | [6 empty] | Redacted
- | - | - | - | - | 0 | 0 | 0 | 0 | 0 | 0 | 0 | 0 |  | 0 | [6 empty] | 0
- | - | - | - | - | 0 | 0 | 0 | 0 | 0 | 0 | 0 | 0 |  | 0 | [6 empty] | 0
- | - | - | - | - | 0 | 0 | 0 | 0 | 0 | 0 | 0 | 0 |  | 0 | [6 empty] | 0
- | - | - | - | - | 0 | 0 | 0 | 0 | 0 | 0 | 0 | 0 |  | 0 | [6 empty] | 0
- | - | - | - | - | 0 | 0 | 0 | 0 | 0 | 0 | 0 | 0 |  | 0 | [6 empty] | 0
- | - | - | - | - | 0 | 0 | 0 | 0 | 0 | 0 | 0 | 0 |  | 0 | [6 empty] | 0
- | - | - | - | - | 0 | 0 | 0 | 0 | 0 | 0 | 0 | 0 |  | 0 | [6 empty] | 0
- | - | - | - | - | 0 | 0 | 0 | 0 | 0 | 0 | 0 | 0 |  | 0 | [6 empty] | 0
- | - | - | - | - | 0 | 0 | 0 | 0 | 0 | 0 | 0 | 0 |  | 0 | [6 empty] | 0
- | - | - | - | - | 0 | 0 | 0 | 0 | 0 | 0 | 0 | 0 |  | 0 | [6 empty] | 0
- | - | - | - | - | 0 | 0 | 0 | 0 | 0 | 0 | 0 | 0 |  | 0 | [6 empty] | 0
- | - | - | - | - | 0 | 0 | 0 | 0 | 0 | 0 | 0 | 0 |  | 0 | [6 empty] | 0
- | - | - | - | - | 0 | 0 | 0 | 0 | 0 | 0 | 0 | 0 |  | 0 | [6 empty] | 0
- | - | - | - | - | 0 | 0 | 0 | 0 | 0 | 0 | 0 | 0 |  | 0 | [6 empty] | 0
- | - | - | - | - | 0 | 0 | 0 | 0 | 0 | 0 | 0 | 0 |  | 0 | [6 empty] | 0
- | - | - | - | - | 0 | 0 | 0 | 0 | 0 | 0 | 0 | 0 |  | 0 | [6 empty] | 0
- | - | - | - | - | 0 | 0 | 0 | 0 | 0 | 0 | 0 | 0 |  | 0 | [6 empty] | 0
- | - | - | - | - | 0 | 0 | 0 | 0 | 0 | 0 | 0 | 0 |  | 0 | [6 empty] | 0
- | - | - | - | - | 0 | 0 | 0 | 0 | 0 | 0 | 0 | 0 |  | 0 | [6 empty] | 0
- | - | - | - | - | 0 | 0 | 0 | 0 | 0 | 0 | 0 | 0 |  | 0 | [6 empty] | 0
- | - | - | - | - | 0 | 0 | 0 | 0 | 0 | 0 | 0 | 0 |  | 0 | [6 empty] | 0
- | - | - | - | - | 0 | 0 | 0 | 0 | 0 | 0 | 0 | 0 |  | 0 | [6 empty] | 0
- | - | - | - | - | 0 | 0 | 0 | 0 | 0 | 0 | 0 | 0 |  | 0 | [6 empty] | 0
- | - | - | - | - | 0 | 0 | 0 | 0 | 0 | 0 | 0 | 0 |  | 0 | [6 empty] | 0
- | - | - | - | - | 0 | 0 | 0 | 0 | 0 | 0 | 0 | 0 |  | 0 | [6 empty] | 0
- | - | - | - | - | 0 | 0 | 0 | 0 | 0 | 0 | 0 | 0 |  | 0 | [6 empty] | 0
- | - | - | - | - | 0 | 0 | 0 | 0 | 0 | 0 | 0 | 0 |  | 0 | [6 empty] | 0
- | - | - | - | - | 0 | 0 | 0 | 0 | 0 | 0 | 0 | 0 |  | 0 | [6 empty] | 0
- | - | - | - | - | 0 | 0 | 0 | 0 | 0 | 0 | 0 | 0 |  | 0 | [6 empty] | 0
- | - | - | - | - | 0 | 0 | 0 | 0 | 0 | 0 | 0 | 0 |  | 0 | [6 empty] | 0
- | - | - | - | - | 0 | 0 | 0 | 0 | 0 | 0 | 0 | 0 |  | 0 | [6 empty] | 0
- | - | - | - | - | 0 | 0 | 0 | 0 | 0 | 0 | 0 | 0 |  | 0 | [6 empty] | 0
- | - | - | - | - | 0 | 0 | 0 | 0 | 0 | 0 | 0 | 0 |  | 0 | [6 empty] | 0
- | - | - | - | - | 0 | 0 | 0 | 0 | 0 | 0 | 0 | 0 |  | 0 | [6 empty] | 0
- | - | - | - | - | 0 | 0 | 0 | 0 | 0 | 0 | 0 | 0 |  | 0 | [6 empty] | 0
- | - | - | - | - | 0 | 0 | 0 | 0 | 0 | 0 | 0 | 0 |  | 0 | [6 empty] | 0
- | - | - | - | - | 0 | 0 | 0 | 0 | 0 | 0 | 0 | 0 |  | 0 | [6 empty] | 0
- | - | - | - | - | 0 | 0 | 0 | 0 | 0 | 0 | 0 | 0 |  | 0 | [6 empty] | 0
- | - | - | - | - | 0 | 0 | 0 | 0 | 0 | 0 | 0 | 0 |  | 0 | [6 empty] | 0
- | - | - | - | - | 0 | 0 | 0 | 0 | 0 | 0 | 0 | 0 |  | 0 | [6 empty] | 0
- | - | - | - | - | 0 | 0 | 0 | 0 | 0 | 0 | 0 | 0 |  | 0 | [6 empty] | 0
- | - | - | - | - | 0 | 0 | 0 | 0 | 0 | 0 | 0 | 0 |  | 0 | [6 empty] | 0
- | - | - | - | - | 0 | 0 | 0 | 0 | 0 | 0 | 0 | 0 |  | 0 | [6 empty] | 0
- | - | - | - | - | 0 | 0 | 0 | 0 | 0 | 0 | 0 | 0 |  | 0 | [6 empty] | 0
- | - | - | - | - | 0 | 0 | 0 | 0 | 0 | 0 | 0 | 0 |  | 0 | [6 empty] | 0
- | - | - | - | - | 0 | 0 | 0 | 0 | 0 | 0 | 0 | 0 |  | 0 | [6 empty] | 0
- | - | - | - | - | 0 | 0 | 0 | 0 | 0 | 0 | 0 | 0 |  | 0 | [6 empty] | 0
- | - | - | - | - | 0 | 0 | 0 | 0 | 0 | 0 | 0 | 0 |  | 0 | [6 empty] | 0
- | - | - | - | - | 0 | 0 | 0 | 0 | 0 | 0 | 0 | 0 |  | 0 | [6 empty] | 0
- | - | - | - | - | 0 | 0 | 0 | 0 | 0 | 0 | 0 | 0 |  | 0 | [6 empty] | 0
- | - | - | - | - | 0 | 0 | 0 | 0 | 0 | 0 | 0 | 0 |  | 0 | [6 empty] | 0
- | - | - | - | - | 0 | 0 | 0 | 0 | 0 | 0 | 0 | 0 |  | 0 | [6 empty] | 0
- | - | - | - | - | 0 | 0 | 0 | 0 | 0 | 0 | 0 | 0 |  | 0 | [6 empty] | 0
- | - | - | - | - | 0 | 0 | 0 | 0 | 0 | 0 | 0 | 0 |  | 0 | [6 empty] | 0
- | - | - | - | - | 0 | 0 | 0 | 0 | 0 | 0 | 0 | 0 |  | 0 | [6 empty] | 0
- | - | - | - | - | 0 | 0 | 0 | 0 | 0 | 0 | 0 | 0 |  | 0 | [6 empty] | 0
- | - | - | - | - | 0 | 0 | 0 | 0 | 0 | 0 | 0 | 0 |  | 0 | [6 empty] | 0
- | - | - | - | - | 0 | 0 | 0 | 0 | 0 | 0 | 0 | 0 |  | 0 | [6 empty] | 0
- | - | - | - | - | 0 | 0 | 0 | 0 | 0 | 0 | 0 | 0 |  | 0 | [6 empty] | 0
- | - | - | - | - | 0 | 0 | 0 | 0 | 0 | 0 | 0 | 0 |  | 0 | [6 empty] | 0
- | - | - | - | - | 0 | 0 | 0 | 0 | 0 | 0 | 0 | 0 |  | 0 | [6 empty] | 0
- | - | - | - | - | 0 | 0 | 0 | 0 | 0 | 0 | 0 | 0 |  | 0 | [6 empty] | 0
- | - | - | - | - | 0 | 0 | 0 | 0 | 0 | 0 | 0 | 0 |  | 0 | [6 empty] | 0
- | - | - | - | - | 0 | 0 | 0 | 0 | 0 | 0 | 0 | 0 |  | 0 | [6 empty] | 0
- | - | - | - | - | 0 | 0 | 0 | 0 | 0 | 0 | 0 | 0 |  | 0 | [6 empty] | 0
- | - | - | - | - | 0 | 0 | 0 | 0 | 0 | 0 | 0 | 0 |  | 0 | [6 empty] | 0
- | - | - | - | - | 0 | 0 | 0 | 0 | 0 | 0 | 0 | 0 |  | 0 | [6 empty] | 0
- | - | - | - | - | 0 | 0 | 0 | 0 | 0 | 0 | 0 | 0 |  | 0 | [6 empty] | 0
- | - | - | - | - | 0 | 0 | 0 | 0 | 0 | 0 | 0 | 0 |  | 0 | [6 empty] | 0
- | - | - | - | - | 0 | 0 | 0 | 0 | 0 | 0 | 0 | 0 |  | 0 | [6 empty] | 0
- | - | - | - | - | 0 | 0 | 0 | 0 | 0 | 0 | 0 | 0 |  | 0 | [6 empty] | 0
- | - | - | - | - | 0 | 0 | 0 | 0 | 0 | 0 | 0 | 0 |  | 0 | [6 empty] | 0
- | - | - | - | - | 0 | 0 | 0 | 0 | 0 | 0 | 0 | 0 |  | 0 | [6 empty] | 0
- | - | - | - | - | 0 | 0 | 0 | 0 | 0 | 0 | 0 | 0 |  | 0 | [6 empty] | 0
- | - | - | - | - | 0 | 0 | 0 | 0 | 0 | 0 | 0 | 0 |  | 0 | [6 empty] | 0
- | - | - | - | - | 0 | 0 | 0 | 0 | 0 | 0 | 0 | 0 |  | 0 | [6 empty] | 0
- | - | - | - | - | 0 | 0 | 0 | 0 | 0 | 0 | 0 | 0 |  | 0 | [6 empty] | 0
- | - | - | - | - | 0 | 0 | 0 | 0 | 0 | 0 | 0 | 0 |  | 0 | [6 empty] | 0
- | - | - | - | - | 0 | 0 | 0 | 0 | 0 | 0 | 0 | 0 |  | 0 | [6 empty] | 0
- | - | - | - | - | 0 | 0 | 0 | 0 | 0 | 0 | 0 | 0 |  | 0 | [6 empty] | 0
- | - | - | - | - | 0 | 0 | 0 | 0 | 0 | 0 | 0 | 0 |  | 0 | [6 empty] | 0
- | - | - | - | - | 0 | 0 | 0 | 0 | 0 | 0 | 0 | 0 |  | 0 | [6 empty] | 0
- | - | - | - | - | 0 | 0 | 0 | 0 | 0 | 0 | 0 | 0 |  | 0 | [6 empty] | 0
- | - | - | - | - | 0 | 0 | 0 | 0 | 0 | 0 | 0 | 0 |  | 0 | [6 empty] | 0
- | - | - | - | - | 0 | 0 | 0 | 0 | 0 | 0 | 0 | 0 |  | 0 | [6 empty] | 0
- | - | - | - | - | 0 | 0 | 0 | 0 | 0 | 0 | 0 | 0 |  | 0 | [6 empty] | 0
- | - | - | - | - | 0 | 0 | 0 | 0 | 0 | 0 | 0 | 0 |  | 0 | [6 empty] | 0
- | - | - | - | - | 0 | 0 | 0 | 0 | 0 | 0 | 0 | 0 |  | 0 | [6 empty] | 0
- | - | - | - | - | 0 | 0 | 0 | 0 | 0 | 0 | 0 | 0 |  | 0 | [6 empty] | 0
- | - | - | - | - | 0 | 0 | 0 | 0 | 0 | 0 | 0 | 0 |  | 0 | [6 empty] | 0
- | - | - | - | - | 0 | 0 | 0 | 0 | 0 | 0 | 0 | 0 |  | 0 | [6 empty] | 0
- | - | - | - | - | 0 | 0 | 0 | 0 | 0 | 0 | 0 | 0 |  | 0 | [6 empty] | 0
- | - | - | - | - | 0 | 0 | 0 | 0 | 0 | 0 | 0 | 0 |  | 0 | [6 empty] | 0
- | - | - | - | - | 0 | 0 | 0 | 0 | 0 | 0 | 0 | 0 |  | 0 | [6 empty] | 0
- | - | - | - | - | 0 | 0 | 0 | 0 | 0 | 0 | 0 | 0 |  | 0 | [6 empty] | 0
- | - | - | - | - | 0 | 0 | 0 | 0 | 0 | 0 | 0 | 0 |  | 0 | [6 empty] | 0
- | - | - | - | - | 0 | 0 | 0 | 0 | 0 | 0 | 0 | 0 |  | 0 | [6 empty] | 0
- | - | - | - | - | 0 | 0 | 0 | 0 | 0 | 0 | 0 | 0 |  | 0 | [6 empty] | 0
- | - | - | - | - | 0 | 0 | 0 | 0 | 0 | 0 | 0 | 0 |  | 0 | [6 empty] | 0
- | - | - | - | - | 0 | 0 | 0 | 0 | 0 | 0 | 0 | 0 |  | 0 | [6 empty] | 0
- | - | - | - | - | 0 | 0 | 0 | 0 | 0 | 0 | 0 | 0 |  | 0 | [6 empty] | 0
- | - | - | - | - | 0 | 0 | 0 | 0 | 0 | 0 | 0 | 0 |  | 0 | [6 empty] | 0
- | - | - | - | - | 0 | 0 | 0 | 0 | 0 | 0 | 0 | 0 |  | 0 | [6 empty] | 0
- | - | - | - | - | 0 | 0 | 0 | 0 | 0 | 0 | 0 | 0 |  | 0 | [6 empty] | 0
- | - | - | - | - | 0 | 0 | 0 | 0 | 0 | 0 | 0 | 0 |  | 0 | [6 empty] | 0
- | - | - | - | - | 0 | 0 | 0 | 0 | 0 | 0 | 0 | 0 |  | 0 | [6 empty] | 0
- | - | - | - | - | 0 | 0 | 0 | 0 | 0 | 0 | 0 | 0 |  | 0 | [6 empty] | 0
- | - | - | - | - | 0 | 0 | 0 | 0 | 0 | 0 | 0 | 0 |  | 0 | [6 empty] | 0
- | - | - | - | - | 0 | 0 | 0 | 0 | 0 | 0 | 0 | 0 |  | 0 | [6 empty] | 0
- | - | - | - | - | 0 | 0 | 0 | 0 | 0 | 0 | 0 | 0 |  | 0 | [6 empty] | 0
- | - | - | - | - | 0 | 0 | 0 | 0 | 0 | 0 | 0 | 0 |  | 0 | [6 empty] | 0
- | - | - | - | - | 0 | 0 | 0 | 0 | 0 | 0 | 0 | 0 |  | 0 | [6 empty] | 0
- | - | - | - | - | 0 | 0 | 0 | 0 | 0 | 0 | 0 | 0 |  | 0 | [6 empty] | 0
- | - | - | - | - | 0 | 0 | 0 | 0 | 0 | 0 | 0 | 0 |  | 0 | [6 empty] | 0
- | - | - | - | - | 0 | 0 | 0 | 0 | 0 | 0 | 0 | 0 |  | 0 | [6 empty] | 0
- | - | - | - | - | 0 | 0 | 0 | 0 | 0 | 0 | 0 | 0 |  | 0 | [6 empty] | 0
- | - | - | - | - | 0 | 0 | 0 | 0 | 0 | 0 | 0 | 0 |  | 0 | [6 empty] | 0
- | - | - | - | - | 0 | 0 | 0 | 0 | 0 | 0 | 0 | 0 |  | 0 | [6 empty] | 0
- | - | - | - | - | 0 | 0 | 0 | 0 | 0 | 0 | 0 | 0 |  | 0 | [6 empty] | 0
- | - | - | - | - | 0 | 0 | 0 | 0 | 0 | 0 | 0 | 0 |  | 0 | [6 empty] | 0
- | - | - | - | - | 0 | 0 | 0 | 0 | 0 | 0 | 0 | 0 |  | 0 | [6 empty] | 0
- | - | - | - | - | 0 | 0 | 0 | 0 | 0 | 0 | 0 | 0 |  | 0 | [6 empty] | 0
- | - | - | - | - | 0 | 0 | 0 | 0 | 0 | 0 | 0 | 0 |  | 0 | [6 empty] | 0
- | - | - | - | - | 0 | 0 | 0 | 0 | 0 | 0 | 0 | 0 |  | 0 | [6 empty] | 0
- | - | - | - | - | 0 | 0 | 0 | 0 | 0 | 0 | 0 | 0 |  | 0 | [6 empty] | 0
- | - | - | - | - | 0 | 0 | 0 | 0 | 0 | 0 | 0 | 0 |  | 0 | [6 empty] | 0
- | - | - | - | - | 0 | 0 | 0 | 0 | 0 | 0 | 0 | 0 |  | 0 | [6 empty] | 0
- | - | - | - | - | 0 | 0 | 0 | 0 | 0 | 0 | 0 | 0 |  | 0 | [6 empty] | 0
- | - | - | - | - | 0 | 0 | 0 | 0 | 0 | 0 | 0 | 0 |  | 0 | [6 empty] | 0
- | - | - | - | - | 0 | 0 | 0 | 0 | 0 | 0 | 0 | 0 |  | 0 | [6 empty] | 0
- | - | - | - | - | 0 | 0 | 0 | 0 | 0 | 0 | 0 | 0 |  | 0 | [6 empty] | 0
- | - | - | - | - | 0 | 0 | 0 | 0 | 0 | 0 | 0 | 0 |  | 0 | [6 empty] | 0
- | - | - | - | - | 0 | 0 | 0 | 0 | 0 | 0 | 0 | 0 |  | 0 | [6 empty] | 0
- | - | - | - | - | 0 | 0 | 0 | 0 | 0 | 0 | 0 | 0 |  | 0 | [6 empty] | 0
- | - | - | - | - | 0 | 0 | 0 | 0 | 0 | 0 | 0 | 0 |  | 0 | [6 empty] | 0
- | - | - | - | - | 0 | 0 | 0 | 0 | 0 | 0 | 0 | 0 |  | 0 | [6 empty] | 0
- | - | - | - | - | 0 | 0 | 0 | 0 | 0 | 0 | 0 | 0 |  | 0 | [6 empty] | 0
- | - | - | - | - | 0 | 0 | 0 | 0 | 0 | 0 | 0 | 0 |  | 0 | [6 empty] | 0
- | - | - | - | - | 0 | 0 | 0 | 0 | 0 | 0 | 0 | 0 |  | 0 | [6 empty] | 0
- | - | - | - | - | 0 | 0 | 0 | 0 | 0 | 0 | 0 | 0 |  | 0 | [6 empty] | 0
- | - | - | - | - | 0 | 0 | 0 | 0 | 0 | 0 | 0 | 0 |  | 0 | [6 empty] | 0
- | - | - | - | - | 0 | 0 | 0 | 0 | 0 | 0 | 0 | 0 |  | 0 | [6 empty] | 0
- | - | - | - | - | 0 | 0 | 0 | 0 | 0 | 0 | 0 | 0 |  | 0 | [6 empty] | 0
- | - | - | - | - | 0 | 0 | 0 | 0 | 0 | 0 | 0 | 0 |  | 0 | [6 empty] | 0
- | - | - | - | - | 0 | 0 | 0 | 0 | 0 | 0 | 0 | 0 |  | 0 | [6 empty] | 0
- | - | - | - | - | 0 | 0 | 0 | 0 | 0 | 0 | 0 | 0 |  | 0 | [6 empty] | 0
- | - | - | - | - | 0 | 0 | 0 | 0 | 0 | 0 | 0 | 0 |  | 0 | [6 empty] | 0
- | - | - | - | - | 0 | 0 | 0 | 0 | 0 | 0 | 0 | 0 |  | 0 | [6 empty] | 0
- | - | - | - | - | 0 | 0 | 0 | 0 | 0 | 0 | 0 | 0 |  | 0 | [6 empty] | 0
- | - | - | - | - | 0 | 0 | 0 | 0 | 0 | 0 | 0 | 0 |  | 0 | [6 empty] | 0
- | - | - | - | - | 0 | 0 | 0 | 0 | 0 | 0 | 0 | 0 |  | 0 | [6 empty] | 0
- | - | - | - | - | 0 | 0 | 0 | 0 | 0 | 0 | 0 | 0 |  | 0 | [6 empty] | 0
- | - | - | - | - | 0 | 0 | 0 | 0 | 0 | 0 | 0 | 0 |  | 0 | [6 empty] | 0
- | - | - | - | - | 0 | 0 | 0 | 0 | 0 | 0 | 0 | 0 |  | 0 | [6 empty] | 0
- | - | - | - | - | 0 | 0 | 0 | 0 | 0 | 0 | 0 | 0 |  | 0 | [6 empty] | 0
- | - | - | - | - | 0 | 0 | 0 | 0 | 0 | 0 | 0 | 0 |  | 0 | [6 empty] | 0
- | - | - | - | - | 0 | 0 | 0 | 0 | 0 | 0 | 0 | 0 |  | 0 | [6 empty] | 0
- | - | - | - | - | 0 | 0 | 0 | 0 | 0 | 0 | 0 | 0 |  | 0 | [6 empty] | 0
- | - | - | - | - | 0 | 0 | 0 | 0 | 0 | 0 | 0 | 0 |  | 0 | [6 empty] | 0
- | - | - | - | - | 0 | 0 | 0 | 0 | 0 | 0 | 0 | 0 |  | 0 | [6 empty] | 0
- | - | - | - | - | 0 | 0 | 0 | 0 | 0 | 0 | 0 | 0 |  | 0 | [6 empty] | 0
- | - | - | - | - | 0 | 0 | 0 | 0 | 0 | 0 | 0 | 0 |  | 0 | [6 empty] | 0
- | - | - | - | - | 0 | 0 | 0 | 0 | 0 | 0 | 0 | 0 |  | 0 | [6 empty] | 0
- | - | - | - | - | 0 | 0 | 0 | 0 | 0 | 0 | 0 | 0 |  | 0 | [6 empty] | 0
- | - | - | - | - | 0 | 0 | 0 | 0 | 0 | 0 | 0 | 0 |  | 0 | [6 empty] | 0
- | - | - | - | - | 0 | 0 | 0 | 0 | 0 | 0 | 0 | 0 |  | 0 | [6 empty] | 0
- | - | - | - | - | 0 | 0 | 0 | 0 | 0 | 0 | 0 | 0 |  | 0 | [6 empty] | 0
- | - | - | - | - | 0 | 0 | 0 | 0 | 0 | 0 | 0 | 0 |  | 0 | [6 empty] | 0
- | - | - | - | - | 0 | 0 | 0 | 0 | 0 | 0 | 0 | 0 |  | 0 | [6 empty] | 0
- | - | - | - | - | 0 | 0 | 0 | 0 | 0 | 0 | 0 | 0 |  | 0 | [6 empty] | 0
- | - | - | - | - | 0 | 0 | 0 | 0 | 0 | 0 | 0 | 0 |  | 0 | [6 empty] | 0
- | - | - | - | - | 0 | 0 | 0 | 0 | 0 | 0 | 0 | 0 |  | 0 | [6 empty] | 0
- | - | - | - | - | 0 | 0 | 0 | 0 | 0 | 0 | 0 | 0 |  | 0 | [6 empty] | 0
- | - | - | - | - | 0 | 0 | 0 | 0 | 0 | 0 | 0 | 0 |  | 0 | [6 empty] | 0
- | - | - | - | - | 0 | 0 | 0 | 0 | 0 | 0 | 0 | 0 |  | 0 | [6 empty] | 0
- | - | - | - | - | 0 | 0 | 0 | 0 | 0 | 0 | 0 | 0 |  | 0 | [6 empty] | 0
- | - | - | - | - | 0 | 0 | 0 | 0 | 0 | 0 | 0 | 0 |  | 0 | [6 empty] | 0
- | - | - | - | - | 0 | 0 | 0 | 0 | 0 | 0 | 0 | 0 |  | 0 | [6 empty] | 0
- | - | - | - | - | 0 | 0 | 0 | 0 | 0 | 0 | 0 | 0 |  | 0 | [6 empty] | 0
- | - | - | - | - | 0 | 0 | 0 | 0 | 0 | 0 | 0 | 0 |  | 0 | [6 empty] | 0
- | - | - | - | - | 0 | 0 | 0 | 0 | 0 | 0 | 0 | 0 |  | 0 | [6 empty] | 0
- | - | - | - | - | 0 | 0 | 0 | 0 | 0 | 0 | 0 | 0 |  | 0 | [6 empty] | 0
- | - | - | - | - | 0 | 0 | 0 | 0 | 0 | 0 | 0 | 0 |  | 0 | [6 empty] | 0
- | - | - | - | - | 0 | 0 | 0 | 0 | 0 | 0 | 0 | 0 |  | 0 | [6 empty] | 0
- | - | - | - | - | 0 | 0 | 0 | 0 | 0 | 0 | 0 | 0 |  | 0 | [6 empty] | 0
- | - | - | - | - | 0 | 0 | 0 | 0 | 0 | 0 | 0 | 0 |  | 0 | [6 empty] | 0
- | - | - | - | - | 0 | 0 | 0 | 0 | 0 | 0 | 0 | 0 |  | 0 | [6 empty] | 0
- | - | - | - | - | 0 | 0 | 0 | 0 | 0 | 0 | 0 | 0 |  | 0 | [6 empty] | 0
- | - | - | - | - | 0 | 0 | 0 | 0 | 0 | 0 | 0 | 0 |  | 0 | [6 empty] | 0
- | - | - | - | - | 0 | 0 | 0 | 0 | 0 | 0 | 0 | 0 |  | 0 | [6 empty] | 0
- | - | - | - | - | 0 | 0 | 0 | 0 | 0 | 0 | 0 | 0 |  | 0 | [6 empty] | 0
- | - | - | - | - | 0 | 0 | 0 | 0 | 0 | 0 | 0 | 0 |  | 0 | [6 empty] | 0
- | - | - | - | - | 0 | 0 | 0 | 0 | 0 | 0 | 0 | 0 |  | 0 | [6 empty] | 0
- | - | - | - | - | 0 | 0 | 0 | 0 | 0 | 0 | 0 | 0 |  | 0 | [6 empty] | 0
- | - | - | - | - | 0 | 0 | 0 | 0 | 0 | 0 | 0 | 0 |  | 0 | [6 empty] | 0
- | - | - | - | - | 0 | 0 | 0 | 0 | 0 | 0 | 0 | 0 |  | 0 | [6 empty] | 0
- | - | - | - | - | 0 | 0 | 0 | 0 | 0 | 0 | 0 | 0 |  | 0 | [6 empty] | 0
- | - | - | - | - | 0 | 0 | 0 | 0 | 0 | 0 | 0 | 0 |  | 0 | [6 empty] | 0
- | - | - | - | - | 0 | 0 | 0 | 0 | 0 | 0 | 0 | 0 |  | 0 | [6 empty] | 0
- | - | - | - | - | 0 | 0 | 0 | 0 | 0 | 0 | 0 | 0 |  | 0 | [6 empty] | 0
- | - | - | - | - | 0 | 0 | 0 | 0 | 0 | 0 | 0 | 0 |  | 0 | [6 empty] | 0
- | - | - | - | - | 0 | 0 | 0 | 0 | 0 | 0 | 0 | 0 |  | 0 | [6 empty] | 0
- | - | - | - | - | 0 | 0 | 0 | 0 | 0 | 0 | 0 | 0 |  | 0 | [6 empty] | 0
- | - | - | - | - | 0 | 0 | 0 | 0 | 0 | 0 | 0 | 0 |  | 0 | [6 empty] | 0
- | - | - | - | - | 0 | 0 | 0 | 0 | 0 | 0 | 0 | 0 |  | 0 | [6 empty] | 0
- | - | - | - | - | 0 | 0 | 0 | 0 | 0 | 0 | 0 | 0 |  | 0 | [6 empty] | 0
- | - | - | - | - | 0 | 0 | 0 | 0 | 0 | 0 | 0 | 0 |  | 0 | [6 empty] | 0
- | - | - | - | - | 0 | 0 | 0 | 0 | 0 | 0 | 0 | 0 |  | 0 | [6 empty] | 0
- | - | - | - | - | 0 | 0 | 0 | 0 | 0 | 0 | 0 | 0 |  | 0 | [6 empty] | 0
- | - | - | - | - | 0 | 0 | 0 | 0 | 0 | 0 | 0 | 0 |  | 0 | [6 empty] | 0
- | - | - | - | - | 0 | 0 | 0 | 0 | 0 | 0 | 0 | 0 |  | 0 | [6 empty] | 0
- | - | - | - | - | 0 | 0 | 0 | 0 | 0 | 0 | 0 | 0 |  | 0 | [6 empty] | 0
- | - | - | - | - | 0 | 0 | 0 | 0 | 0 | 0 | 0 | 0 |  | 0 | [6 empty] | 0
- | - | - | - | - | 0 | 0 | 0 | 0 | 0 | 0 | 0 | 0 |  | 0 | [6 empty] | 0
- | - | - | - | - | 0 | 0 | 0 | 0 | 0 | 0 | 0 | 0 |  | 0 | [6 empty] | 0
- | - | - | - | - | 0 | 0 | 0 | 0 | 0 | 0 | 0 | 0 |  | 0 | [6 empty] | 0
- | - | - | - | - | 0 | 0 | 0 | 0 | 0 | 0 | 0 | 0 |  | 0 | [6 empty] | 0
- | - | - | - | - | 0 | 0 | 0 | 0 | 0 | 0 | 0 | 0 |  | 0 | [6 empty] | 0
- | - | - | - | - | 0 | 0 | 0 | 0 | 0 | 0 | 0 | 0 |  | 0 | [6 empty] | 0
- | - | - | - | - | 0 | 0 | 0 | 0 | 0 | 0 | 0 | 0 |  | 0 | [6 empty] | 0
- | - | - | - | - | 0 | 0 | 0 | 0 | 0 | 0 | 0 | 0 |  | 0 | [6 empty] | 0
- | - | - | - | - | 0 | 0 | 0 | 0 | 0 | 0 | 0 | 0 |  | 0 | [6 empty] | 0
- | - | - | - | - | 0 | 0 | 0 | 0 | 0 | 0 | 0 | 0 |  | 0 | [6 empty] | 0
- | - | - | - | - | 0 | 0 | 0 | 0 | 0 | 0 | 0 | 0 |  | 0 | [6 empty] | 0
- | - | - | - | - | 0 | 0 | 0 | 0 | 0 | 0 | 0 | 0 |  | 0 | [6 empty] | 0
- | - | - | - | - | 0 | 0 | 0 | 0 | 0 | 0 | 0 | 0 |  | 0 | [6 empty] | 0
- | - | - | - | - | 0 | 0 | 0 | 0 | 0 | 0 | 0 | 0 |  | 0 | [6 empty] | 0
- | - | - | - | - | 0 | 0 | 0 | 0 | 0 | 0 | 0 | 0 |  | 0 | [6 empty] | 0
- | - | - | - | - | 0 | 0 | 0 | 0 | 0 | 0 | 0 | 0 |  | 0 | [6 empty] | 0
- | - | - | - | - | 0 | 0 | 0 | 0 | 0 | 0 | 0 | 0 |  | 0 | [6 empty] | 0
- | - | - | - | - | 0 | 0 | 0 | 0 | 0 | 0 | 0 | 0 |  | 0 | [6 empty] | 0
- | - | - | - | - | 0 | 0 | 0 | 0 | 0 | 0 | 0 | 0 |  | 0 | [6 empty] | 0
- | - | - | - | - | 0 | 0 | 0 | 0 | 0 | 0 | 0 | 0 |  | 0 | [6 empty] | 0
- | - | - | - | - | 0 | 0 | 0 | 0 | 0 | 0 | 0 | 0 |  | 0 | [6 empty] | 0
- | - | - | - | - | 0 | 0 | 0 | 0 | 0 | 0 | 0 | 0 |  | 0 | [6 empty] | 0
- | - | - | - | - | 0 | 0 | 0 | 0 | 0 | 0 | 0 | 0 |  | 0 | [6 empty] | 0
- | - | - | - | - | 0 | 0 | 0 | 0 | 0 | 0 | 0 | 0 |  | 0 | [6 empty] | 0
- | - | - | - | - | 0 | 0 | 0 | 0 | 0 | 0 | 0 | 0 |  | 0 | [6 empty] | 0
- | - | - | - | - | 0 | 0 | 0 | 0 | 0 | 0 | 0 | 0 |  | 0 | [6 empty] | 0
- | - | - | - | - | 0 | 0 | 0 | 0 | 0 | 0 | 0 | 0 |  | 0 | [6 empty] | 0
- | - | - | - | - | 0 | 0 | 0 | 0 | 0 | 0 | 0 | 0 |  | 0 | [6 empty] | 0
- | - | - | - | - | 0 | 0 | 0 | 0 | 0 | 0 | 0 | 0 |  | 0 | [6 empty] | 0
- | - | - | - | - | 0 | 0 | 0 | 0 | 0 | 0 | 0 | 0 |  | 0 | [6 empty] | 0
- | - | - | - | - | 0 | 0 | 0 | 0 | 0 | 0 | 0 | 0 |  | 0 | [6 empty] | 0
- | - | - | - | - | 0 | 0 | 0 | 0 | 0 | 0 | 0 | 0 |  | 0 | [6 empty] | 0
- | - | - | - | - | 0 | 0 | 0 | 0 | 0 | 0 | 0 | 0 |  | 0 | [6 empty] | 0
- | - | - | - | - | 0 | 0 | 0 | 0 | 0 | 0 | 0 | 0 |  | 0 | [6 empty] | 0
- | - | - | - | - | 0 | 0 | 0 | 0 | 0 | 0 | 0 | 0 |  | 0 | [6 empty] | 0
- | - | - | - | - | 0 | 0 | 0 | 0 | 0 | 0 | 0 | 0 |  | 0 | [6 empty] | 0
- | - | - | - | - | 0 | 0 | 0 | 0 | 0 | 0 | 0 | 0 |  | 0 | [6 empty] | 0
- | - | - | - | - | 0 | 0 | 0 | 0 | 0 | 0 | 0 | 0 |  | 0 | [6 empty] | 0
- | - | - | - | - | 0 | 0 | 0 | 0 | 0 | 0 | 0 | 0 |  | 0 | [6 empty] | 0
- | - | - | - | - | 0 | 0 | 0 | 0 | 0 | 0 | 0 | 0 |  | 0 | [6 empty] | 0
- | - | - | - | - | 0 | 0 | 0 | 0 | 0 | 0 | 0 | 0 |  | 0 | [6 empty] | 0
- | - | - | - | - | 0 | 0 | 0 | 0 | 0 | 0 | 0 | 0 |  | 0 | [6 empty] | 0
- | - | - | - | - | 0 | 0 | 0 | 0 | 0 | 0 | 0 | 0 |  | 0 | [6 empty] | 0
- | - | - | - | - | 0 | 0 | 0 | 0 | 0 | 0 | 0 | 0 |  | 0 | [6 empty] | 0
- | - | - | - | - | 0 | 0 | 0 | 0 | 0 | 0 | 0 | 0 |  | 0 | [6 empty] | 0
- | - | - | - | - | 0 | 0 | 0 | 0 | 0 | 0 | 0 | 0 |  | 0 | [6 empty] | 0
- | - | - | - | - | 0 | 0 | 0 | 0 | 0 | 0 | 0 | 0 |  | 0 | [6 empty] | 0
- | - | - | - | - | 0 | 0 | 0 | 0 | 0 | 0 | 0 | 0 |  | 0 | [6 empty] | 0
- | - | - | - | - | 0 | 0 | 0 | 0 | 0 | 0 | 0 | 0 |  | 0 | [6 empty] | 0
- | - | - | - | - | 0 | 0 | 0 | 0 | 0 | 0 | 0 | 0 |  | 0 | [6 empty] | 0
- | - | - | - | - | 0 | 0 | 0 | 0 | 0 | 0 | 0 | 0 |  | 0 | [6 empty] | 0
- | - | - | - | - | 0 | 0 | 0 | 0 | 0 | 0 | 0 | 0 |  | 0 | [6 empty] | 0
- | - | - | - | - | 0 | 0 | 0 | 0 | 0 | 0 | 0 | 0 |  | 0 | [6 empty] | 0
- | - | - | - | - | 0 | 0 | 0 | 0 | 0 | 0 | 0 | 0 |  | 0 | [6 empty] | 0
- | - | - | - | - | 0 | 0 | 0 | 0 | 0 | 0 | 0 | 0 |  | 0 | [6 empty] | 0
- | - | - | - | - | 0 | 0 | 0 | 0 | 0 | 0 | 0 | 0 |  | 0 | [6 empty] | 0
- | - | - | - | - | 0 | 0 | 0 | 0 | 0 | 0 | 0 | 0 |  | 0 | [6 empty] | 0
- | - | - | - | - | 0 | 0 | 0 | 0 | 0 | 0 | 0 | 0 |  | 0 | [6 empty] | 0
- | - | - | - | - | 0 | 0 | 0 | 0 | 0 | 0 | 0 | 0 |  | 0 | [6 empty] | 0
- | - | - | - | - | 0 | 0 | 0 | 0 | 0 | 0 | 0 | 0 |  | 0 | [6 empty] | 0
- | - | - | - | - | 0 | 0 | 0 | 0 | 0 | 0 | 0 | 0 |  | 0 | [6 empty] | 0
- | - | - | - | - | 0 | 0 | 0 | 0 | 0 | 0 | 0 | 0 |  | 0 | [6 empty] | 0
- | - | - | - | - | 0 | 0 | 0 | 0 | 0 | 0 | 0 | 0 |  | 0 | [6 empty] | 0
- | - | - | - | - | 0 | 0 | 0 | 0 | 0 | 0 | 0 | 0 |  | 0 | [6 empty] | 0
- | - | - | - | - | 0 | 0 | 0 | 0 | 0 | 0 | 0 | 0 |  | 0 | [6 empty] | 0
- | - | - | - | - | 0 | 0 | 0 | 0 | 0 | 0 | 0 | 0 |  | 0 | [6 empty] | 0
- | - | - | - | - | 0 | 0 | 0 | 0 | 0 | 0 | 0 | 0 |  | 0 | [6 empty] | 0
- | - | - | - | - | 0 | 0 | 0 | 0 | 0 | 0 | 0 | 0 |  | 0 | [6 empty] | 0
- | - | - | - | - | 0 | 0 | 0 | 0 | 0 | 0 | 0 | 0 |  | 0 | [6 empty] | 0
- | - | - | - | - | 0 | 0 | 0 | 0 | 0 | 0 | 0 | 0 |  | 0 | [6 empty] | 0
- | - | - | - | - | 0 | 0 | 0 | 0 | 0 | 0 | 0 | 0 |  | 0 | [6 empty] | 0
- | - | - | - | - | 0 | 0 | 0 | 0 | 0 | 0 | 0 | 0 |  | 0 | [6 empty] | 0
- | - | - | - | - | 0 | 0 | 0 | 0 | 0 | 0 | 0 | 0 |  | 0 | [6 empty] | 0
- | - | - | - | - | 0 | 0 | 0 | 0 | 0 | 0 | 0 | 0 |  | 0 | [6 empty] | 0
- | - | - | - | - | 0 | 0 | 0 | 0 | 0 | 0 | 0 | 0 |  | 0 | [6 empty] | 0
- | - | - | - | - | 0 | 0 | 0 | 0 | 0 | 0 | 0 | 0 |  | 0 | [6 empty] | 0
- | - | - | - | - | 0 | 0 | 0 | 0 | 0 | 0 | 0 | 0 |  | 0 | [6 empty] | 0
- | - | - | - | - | 0 | 0 | 0 | 0 | 0 | 0 | 0 | 0 |  | 0 | [6 empty] | 0
- | - | - | - | - | 0 | 0 | 0 | 0 | 0 | 0 | 0 | 0 |  | 0 | [6 empty] | 0
- | - | - | - | - | 0 | 0 | 0 | 0 | 0 | 0 | 0 | 0 |  | 0 | [6 empty] | 0
- | - | - | - | - | 0 | 0 | 0 | 0 | 0 | 0 | 0 | 0 |  | 0 | [6 empty] | 0
- | - | - | - | - | 0 | 0 | 0 | 0 | 0 | 0 | 0 | 0 |  | 0 | [6 empty] | 0
- | - | - | - | - | 0 | 0 | 0 | 0 | 0 | 0 | 0 | 0 |  | 0 | [6 empty] | 0
- | - | - | - | - | 0 | 0 | 0 | 0 | 0 | 0 | 0 | 0 |  | 0 | [6 empty] | 0
- | - | - | - | - | 0 | 0 | 0 | 0 | 0 | 0 | 0 | 0 |  | 0 | [6 empty] | 0
- | - | - | - | - | 0 | 0 | 0 | 0 | 0 | 0 | 0 | 0 |  | 0 | [6 empty] | 0
- | - | - | - | - | 0 | 0 | 0 | 0 | 0 | 0 | 0 | 0 |  | 0 | [6 empty] | 0
- | - | - | - | - | 0 | 0 | 0 | 0 | 0 | 0 | 0 | 0 |  | 0 | [6 empty] | 0
- | - | - | - | - | 0 | 0 | 0 | 0 | 0 | 0 | 0 | 0 |  | 0 | [6 empty] | 0
- | - | - | - | - | 0 | 0 | 0 | 0 | 0 | 0 | 0 | 0 |  | 0 | [6 empty] | 0
- | - | - | - | - | 0 | 0 | 0 | 0 | 0 | 0 | 0 | 0 |  | 0 | [6 empty] | 0
- | - | - | - | - | 0 | 0 | 0 | 0 | 0 | 0 | 0 | 0 |  | 0 | [6 empty] | 0
- | - | - | - | - | 0 | 0 | 0 | 0 | 0 | 0 | 0 | 0 |  | 0 | [6 empty] | 0
- | - | - | - | - | 0 | 0 | 0 | 0 | 0 | 0 | 0 | 0 |  | 0 | [6 empty] | 0
- | - | - | - | - | 0 | 0 | 0 | 0 | 0 | 0 | 0 | 0 |  | 0 | [6 empty] | 0
- | - | - | - | - | 0 | 0 | 0 | 0 | 0 | 0 | 0 | 0 |  | 0 | [6 empty] | 0
- | - | - | - | - | 0 | 0 | 0 | 0 | 0 | 0 | 0 | 0 |  | 0 | [6 empty] | 0
- | - | - | - | - | 0 | 0 | 0 | 0 | 0 | 0 | 0 | 0 |  | 0 | [6 empty] | 0
- | - | - | - | - | 0 | 0 | 0 | 0 | 0 | 0 | 0 | 0 |  | 0 | [6 empty] | 0
- | - | - | - | - | 0 | 0 | 0 | 0 | 0 | 0 | 0 | 0 |  | 0 | [6 empty] | 0
- | - | - | - | - | 0 | 0 | 0 | 0 | 0 | 0 | 0 | 0 |  | 0 | [6 empty] | 0
- | - | - | - | - | 0 | 0 | 0 | 0 | 0 | 0 | 0 | 0 |  | 0 | [6 empty] | 0
- | - | - | - | - | 0 | 0 | 0 | 0 | 0 | 0 | 0 | 0 |  | 0 | [6 empty] | 0
- | - | - | - | - | 0 | 0 | 0 | 0 | 0 | 0 | 0 | 0 |  | 0 | [6 empty] | 0
- | - | - | - | - | 0 | 0 | 0 | 0 | 0 | 0 | 0 | 0 |  | 0 | [6 empty] | 0
- | - | - | - | - | 0 | 0 | 0 | 0 | 0 | 0 | 0 | 0 |  | 0 | [6 empty] | 0
- | - | - | - | - | 0 | 0 | 0 | 0 | 0 | 0 | 0 | 0 |  | 0 | [6 empty] | 0
- | - | - | - | - | 0 | 0 | 0 | 0 | 0 | 0 | 0 | 0 |  | 0 | [6 empty] | 0
- | - | - | - | - | 0 | 0 | 0 | 0 | 0 | 0 | 0 | 0 |  | 0 | [6 empty] | 0
- | - | - | - | - | 0 | 0 | 0 | 0 | 0 | 0 | 0 | 0 |  | 0 | [6 empty] | 0
- | - | - | - | - | 0 | 0 | 0 | 0 | 0 | 0 | 0 | 0 |  | 0 | [6 empty] | 0
- | - | - | - | - | 0 | 0 | 0 | 0 | 0 | 0 | 0 | 0 |  | 0 | [6 empty] | 0
- | - | - | - | - | 0 | 0 | 0 | 0 | 0 | 0 | 0 | 0 |  | 0 | [6 empty] | 0
- | - | - | - | - | 0 | 0 | 0 | 0 | 0 | 0 | 0 | 0 |  | 0 | [6 empty] | 0
- | - | - | - | - | 0 | 0 | 0 | 0 | 0 | 0 | 0 | 0 |  | 0 | [6 empty] | 0
- | - | - | - | - | 0 | 0 | 0 | 0 | 0 | 0 | 0 | 0 |  | 0 | [6 empty] | 0
- | - | - | - | - | 0 | 0 | 0 | 0 | 0 | 0 | 0 | 0 |  | 0 | [6 empty] | 0
- | - | - | - | - | 0 | 0 | 0 | 0 | 0 | 0 | 0 | 0 |  | 0 | [6 empty] | 0
- | - | - | - | - | 0 | 0 | 0 | 0 | 0 | 0 | 0 | 0 |  | 0 | [6 empty] | 0
- | - | - | - | - | 0 | 0 | 0 | 0 | 0 | 0 | 0 | 0 |  | 0 | [6 empty] | 0
- | - | - | - | - | 0 | 0 | 0 | 0 | 0 | 0 | 0 | 0 |  | 0 | [6 empty] | 0
- | - | - | - | - | 0 | 0 | 0 | 0 | 0 | 0 | 0 | 0 |  | 0 | [6 empty] | 0
- | - | - | - | - | 0 | 0 | 0 | 0 | 0 | 0 | 0 | 0 |  | 0 | [6 empty] | 0
- | - | - | - | - | 0 | 0 | 0 | 0 | 0 | 0 | 0 | 0 |  | 0 | [6 empty] | 0
- | - | - | - | - | 0 | 0 | 0 | 0 | 0 | 0 | 0 | 0 |  | 0 | [6 empty] | 0
- | - | - | - | - | 0 | 0 | 0 | 0 | 0 | 0 | 0 | 0 |  | 0 | [6 empty] | 0
- | - | - | - | - | 0 | 0 | 0 | 0 | 0 | 0 | 0 | 0 |  | 0 | [6 empty] | 0
- | - | - | - | - | 0 | 0 | 0 | 0 | 0 | 0 | 0 | 0 |  | 0 | [6 empty] | 0
- | - | - | - | - | 0 | 0 | 0 | 0 | 0 | 0 | 0 | 0 |  | 0 | [6 empty] | 0
- | - | - | - | - | 0 | 0 | 0 | 0 | 0 | 0 | 0 | 0 |  | 0 | [6 empty] | 0
- | - | - | - | - | 0 | 0 | 0 | 0 | 0 | 0 | 0 | 0 |  | 0 | [6 empty] | 0
- | - | - | - | - | 0 | 0 | 0 | 0 | 0 | 0 | 0 | 0 |  | 0 | [6 empty] | 0
- | - | - | - | - | 0 | 0 | 0 | 0 | 0 | 0 | 0 | 0 |  | 0 | [6 empty] | 0
- | - | - | - | - | 0 | 0 | 0 | 0 | 0 | 0 | 0 | 0 |  | 0 | [6 empty] | 0
- | - | - | - | - | 0 | 0 | 0 | 0 | 0 | 0 | 0 | 0 |  | 0 | [6 empty] | 0
- | - | - | - | - | 0 | 0 | 0 | 0 | 0 | 0 | 0 | 0 |  | 0 | [6 empty] | 0
- | - | - | - | - | 0 | 0 | 0 | 0 | 0 | 0 | 0 | 0 |  | 0 | [6 empty] | 0
- | - | - | - | - | 0 | 0 | 0 | 0 | 0 | 0 | 0 | 0 |  | 0 | [6 empty] | 0
- | - | - | - | - | 0 | 0 | 0 | 0 | 0 | 0 | 0 | 0 |  | 0 | [6 empty] | 0
- | - | - | - | - | 0 | 0 | 0 | 0 | 0 | 0 | 0 | 0 |  | 0 | [6 empty] | 0
- | - | - | - | - | 0 | 0 | 0 | 0 | 0 | 0 | 0 | 0 |  | 0 | [6 empty] | 0
- | - | - | - | - | 0 | 0 | 0 | 0 | 0 | 0 | 0 | 0 |  | 0 | [6 empty] | 0
- | - | - | - | - | 0 | 0 | 0 | 0 | 0 | 0 | 0 | 0 |  | 0 | [6 empty] | 0
- | - | - | - | - | 0 | 0 | 0 | 0 | 0 | 0 | 0 | 0 |  | 0 | [6 empty] | 0
- | - | - | - | - | 0 | 0 | 0 | 0 | 0 | 0 | 0 | 0 |  | 0 | [6 empty] | 0
- | - | - | - | - | 0 | 0 | 0 | 0 | 0 | 0 | 0 | 0 |  | 0 | [6 empty] | 0
- | - | - | - | - | 0 | 0 | 0 | 0 | 0 | 0 | 0 | 0 |  | 0 | [6 empty] | 0
- | - | - | - | - | 0 | 0 | 0 | 0 | 0 | 0 | 0 | 0 |  | 0 | [6 empty] | 0
- | - | - | - | - | 0 | 0 | 0 | 0 | 0 | 0 | 0 | 0 |  | 0 | [6 empty] | 0
- | - | - | - | - | 0 | 0 | 0 | 0 | 0 | 0 | 0 | 0 |  | 0 | [6 empty] | 0
- | - | - | - | - | 0 | 0 | 0 | 0 | 0 | 0 | 0 | 0 |  | 0 | [6 empty] | 0
- | - | - | - | - | 0 | 0 | 0 | 0 | 0 | 0 | 0 | 0 |  | 0 | [6 empty] | 0
- | - | - | - | - | 0 | 0 | 0 | 0 | 0 | 0 | 0 | 0 |  | 0 | [6 empty] | 0
- | - | - | - | - | 0 | 0 | 0 | 0 | 0 | 0 | 0 | 0 |  | 0 | [6 empty] | 0
- | - | - | - | - | 0 | 0 | 0 | 0 | 0 | 0 | 0 | 0 |  | 0 | [6 empty] | 0
- | - | - | - | - | 0 | 0 | 0 | 0 | 0 | 0 | 0 | 0 |  | 0 | [6 empty] | 0
- | - | - | - | - | 0 | 0 | 0 | 0 | 0 | 0 | 0 | 0 |  | 0 | [6 empty] | 0
- | - | - | - | - | 0 | 0 | 0 | 0 | 0 | 0 | 0 | 0 |  | 0 | [6 empty] | 0
- | - | - | - | - | 0 | 0 | 0 | 0 | 0 | 0 | 0 | 0 |  | 0 | [6 empty] | 0
- | - | - | - | - | 0 | 0 | 0 | 0 | 0 | 0 | 0 | 0 |  | 0 | [6 empty] | 0
- | - | - | - | - | 0 | 0 | 0 | 0 | 0 | 0 | 0 | 0 |  | 0 | [6 empty] | 0
- | - | - | - | - | 0 | 0 | 0 | 0 | 0 | 0 | 0 | 0 |  | 0 | [6 empty] | 0
- | - | - | - | - | 0 | 0 | 0 | 0 | 0 | 0 | 0 | 0 |  | 0 | [6 empty] | 0
- | - | - | - | - | 0 | 0 | 0 | 0 | 0 | 0 | 0 | 0 |  | 0 | [6 empty] | 0
- | - | - | - | - | 0 | 0 | 0 | 0 | 0 | 0 | 0 | 0 |  | 0 | [6 empty] | 0
- | - | - | - | - | 0 | 0 | 0 | 0 | 0 | 0 | 0 | 0 |  | 0 | [6 empty] | 0
- | - | - | - | - | 0 | 0 | 0 | 0 | 0 | 0 | 0 | 0 |  | 0 | [6 empty] | 0
- | - | - | - | - | 0 | 0 | 0 | 0 | 0 | 0 | 0 | 0 |  | 0 | [6 empty] | 0
- | - | - | - | - | 0 | 0 | 0 | 0 | 0 | 0 | 0 | 0 |  | 0 | [6 empty] | 0
- | - | - | - | - | 0 | 0 | 0 | 0 | 0 | 0 | 0 | 0 |  | 0 | [6 empty] | 0
- | - | - | - | - | 0 | 0 | 0 | 0 | 0 | 0 | 0 | 0 |  | 0 | [6 empty] | 0
- | - | - | - | - | 0 | 0 | 0 | 0 | 0 | 0 | 0 | 0 |  | 0 | [6 empty] | 0
- | - | - | - | - | 0 | 0 | 0 | 0 | 0 | 0 | 0 | 0 |  | 0 | [6 empty] | 0
- | - | - | - | - | 0 | 0 | 0 | 0 | 0 | 0 | 0 | 0 |  | 0 | [6 empty] | 0
- | - | - | - | - | 0 | 0 | 0 | 0 | 0 | 0 | 0 | 0 |  | 0 | [6 empty] | 0
- | - | - | - | - | 0 | 0 | 0 | 0 | 0 | 0 | 0 | 0 |  | 0 | [6 empty] | 0
- | - | - | - | - | 0 | 0 | 0 | 0 | 0 | 0 | 0 | 0 |  | 0 | [6 empty] | 0
- | - | - | - | - | 0 | 0 | 0 | 0 | 0 | 0 | 0 | 0 |  | 0 | [6 empty] | 0
- | - | - | - | - | 0 | 0 | 0 | 0 | 0 | 0 | 0 | 0 |  | 0 | [6 empty] | 0
- | - | - | - | - | 0 | 0 | 0 | 0 | 0 | 0 | 0 | 0 |  | 0 | [6 empty] | 0
- | - | - | - | - | 0 | 0 | 0 | 0 | 0 | 0 | 0 | 0 |  | 0 | [6 empty] | 0
- | - | - | - | - | 0 | 0 | 0 | 0 | 0 | 0 | 0 | 0 |  | 0 | [6 empty] | 0
- | - | - | - | - | 0 | 0 | 0 | 0 | 0 | 0 | 0 | 0 |  | 0 | [6 empty] | 0
- | - | - | - | - | 0 | 0 | 0 | 0 | 0 | 0 | 0 | 0 |  | 0 | [6 empty] | 0
- | - | - | - | - | 0 | 0 | 0 | 0 | 0 | 0 | 0 | 0 |  | 0 | [6 empty] | 0
- | - | - | - | - | 0 | 0 | 0 | 0 | 0 | 0 | 0 | 0 |  | 0 | [6 empty] | 0
- | - | - | - | - | 0 | 0 | 0 | 0 | 0 | 0 | 0 | 0 |  | 0 | [6 empty] | 0
- | - | - | - | - | 0 | 0 | 0 | 0 | 0 | 0 | 0 | 0 |  | 0 | [6 empty] | 0
- | - | - | - | - | 0 | 0 | 0 | 0 | 0 | 0 | 0 | 0 |  | 0 | [6 empty] | 0
- | - | - | - | - | 0 | 0 | 0 | 0 | 0 | 0 | 0 | 0 |  | 0 | [6 empty] | 0
- | - | - | - | - | 0 | 0 | 0 | 0 | 0 | 0 | 0 | 0 |  | 0 | [6 empty] | 0
- | - | - | - | - | 0 | 0 | 0 | 0 | 0 | 0 | 0 | 0 |  | 0 | [6 empty] | 0
- | - | - | - | - | 0 | 0 | 0 | 0 | 0 | 0 | 0 | 0 |  | 0 | [6 empty] | 0
- | - | - | - | - | 0 | 0 | 0 | 0 | 0 | 0 | 0 | 0 |  | 0 | [6 empty] | 0
- | - | - | - | - | 0 | 0 | 0 | 0 | 0 | 0 | 0 | 0 |  | 0 | [6 empty] | 0
- | - | - | - | - | 0 | 0 | 0 | 0 | 0 | 0 | 0 | 0 |  | 0 | [6 empty] | 0
- | - | - | - | - | 0 | 0 | 0 | 0 | 0 | 0 | 0 | 0 |  | 0 | [6 empty] | 0
- | - | - | - | - | 0 | 0 | 0 | 0 | 0 | 0 | 0 | 0 |  | 0 | [6 empty] | 0
- | - | - | - | - | 0 | 0 | 0 | 0 | 0 | 0 | 0 | 0 |  | 0 | [6 empty] | 0
- | - | - | - | - | 0 | 0 | 0 | 0 | 0 | 0 | 0 | 0 |  | 0 | [6 empty] | 0
- | - | - | - | - | 0 | 0 | 0 | 0 | 0 | 0 | 0 | 0 |  | 0 | [6 empty] | 0
- | - | - | - | - | 0 | 0 | 0 | 0 | 0 | 0 | 0 | 0 |  | 0 | [6 empty] | 0
- | - | - | - | - | 0 | 0 | 0 | 0 | 0 | 0 | 0 | 0 |  | 0 | [6 empty] | 0
- | - | - | - | - | 0 | 0 | 0 | 0 | 0 | 0 | 0 | 0 |  | 0 | [6 empty] | 0
- | - | - | - | - | 0 | 0 | 0 | 0 | 0 | 0 | 0 | 0 |  | 0 | [6 empty] | 0
- | - | - | - | - | 0 | 0 | 0 | 0 | 0 | 0 | 0 | 0 |  | 0 | [6 empty] | 0
- | - | - | - | - | 0 | 0 | 0 | 0 | 0 | 0 | 0 | 0 |  | 0 | [6 empty] | 0
- | - | - | - | - | 0 | 0 | 0 | 0 | 0 | 0 | 0 | 0 |  | 0 | [6 empty] | 0
- | - | - | - | - | 0 | 0 | 0 | 0 | 0 | 0 | 0 | 0 |  | 0 | [6 empty] | 0
- | - | - | - | - | 0 | 0 | 0 | 0 | 0 | 0 | 0 | 0 |  | 0 | [6 empty] | 0
- | - | - | - | - | 0 | 0 | 0 | 0 | 0 | 0 | 0 | 0 |  | 0 | [6 empty] | 0
- | - | - | - | - | 0 | 0 | 0 | 0 | 0 | 0 | 0 | 0 |  | 0 | [6 empty] | 0
- | - | - | - | - | 0 | 0 | 0 | 0 | 0 | 0 | 0 | 0 |  | 0 | [6 empty] | 0
- | - | - | - | - | 0 | 0 | 0 | 0 | 0 | 0 | 0 | 0 |  | 0 | [6 empty] | 0
- | - | - | - | - | 0 | 0 | 0 | 0 | 0 | 0 | 0 | 0 |  | 0 | [6 empty] | 0
- | - | - | - | - | 0 | 0 | 0 | 0 | 0 | 0 | 0 | 0 |  | 0 | [6 empty] | 0
- | - | - | - | - | 0 | 0 | 0 | 0 | 0 | 0 | 0 | 0 |  | 0 | [6 empty] | 0
- | - | - | - | - | 0 | 0 | 0 | 0 | 0 | 0 | 0 | 0 |  | 0 | [6 empty] | 0
- | - | - | - | - | 0 | 0 | 0 | 0 | 0 | 0 | 0 | 0 |  | 0 | [6 empty] | 0
- | - | - | - | - | 0 | 0 | 0 | 0 | 0 | 0 | 0 | 0 |  | 0 | [6 empty] | 0
- | - | - | - | - | 0 | 0 | 0 | 0 | 0 | 0 | 0 | 0 |  | 0 | [6 empty] | 0
- | - | - | - | - | 0 | 0 | 0 | 0 | 0 | 0 | 0 | 0 |  | 0 | [6 empty] | 0
- | - | - | - | - | 0 | 0 | 0 | 0 | 0 | 0 | 0 | 0 |  | 0 | [6 empty] | 0
- | - | - | - | - | 0 | 0 | 0 | 0 | 0 | 0 | 0 | 0 |  | 0 | [6 empty] | 0
- | - | - | - | - | 0 | 0 | 0 | 0 | 0 | 0 | 0 | 0 |  | 0 | [6 empty] | 0
- | - | - | - | - | 0 | 0 | 0 | 0 | 0 | 0 | 0 | 0 |  | 0 | [6 empty] | 0
- | - | - | - | - | 0 | 0 | 0 | 0 | 0 | 0 | 0 | 0 |  | 0 | [6 empty] | 0
- | - | - | - | - | 0 | 0 | 0 | 0 | 0 | 0 | 0 | 0 |  | 0 | [6 empty] | 0
- | - | - | - | - | 0 | 0 | 0 | 0 | 0 | 0 | 0 | 0 |  | 0 | [6 empty] | 0
- | - | - | - | - | 0 | 0 | 0 | 0 | 0 | 0 | 0 | 0 |  | 0 | [6 empty] | 0
- | - | - | - | - | 0 | 0 | 0 | 0 | 0 | 0 | 0 | 0 |  | 0 | [6 empty] | 0
- | - | - | - | - | 0 | 0 | 0 | 0 | 0 | 0 | 0 | 0 |  | 0 | [6 empty] | 0
- | - | - | - | - | 0 | 0 | 0 | 0 | 0 | 0 | 0 | 0 |  | 0 | [6 empty] | 0
- | - | - | - | - | 0 | 0 | 0 | 0 | 0 | 0 | 0 | 0 |  | 0 | [6 empty] | 0
- | - | - | - | - | 0 | 0 | 0 | 0 | 0 | 0 | 0 | 0 |  | 0 | [6 empty] | 0
- | - | - | - | - | 0 | 0 | 0 | 0 | 0 | 0 | 0 | 0 |  | 0 | [6 empty] | 0
- | - | - | - | - | 0 | 0 | 0 | 0 | 0 | 0 | 0 | 0 |  | 0 | [6 empty] | 0
- | - | - | - | - | 0 | 0 | 0 | 0 | 0 | 0 | 0 | 0 |  | 0 | [6 empty] | 0
- | - | - | - | - | 0 | 0 | 0 | 0 | 0 | 0 | 0 | 0 |  | 0 | [6 empty] | 0
- | - | - | - | - | 0 | 0 | 0 | 0 | 0 | 0 | 0 | 0 |  | 0 | [6 empty] | 0
- | - | - | - | - | 0 | 0 | 0 | 0 | 0 | 0 | 0 | 0 |  | 0 | [6 empty] | 0
- | - | - | - | - | 0 | 0 | 0 | 0 | 0 | 0 | 0 | 0 |  | 0 | [6 empty] | 0

## 2.1_Post_FD_Recalculation
Network Asset Risk Workbook
Sheet: 2.1 Post Final Determination Output Recalculation
Sector: ET
Network: SHET
Version 8 - Dated 03 Feb 2022
Price base (unless stated): 2018/19
Error Checks: OK
- | - | - | - | - |  | -
2.1 Post Final Determination Output Recalculation
Number of records |  | 28 | OK
Details of update
Reason for update:
Date submitted:
Data approved:
Project/Asset Category Detail |  |  |  |  | Network Risk Output (R£m)
Sector | Network | Scheme/Asset Category | Funding Category | Risk Sub-Cat | Original FD | Restated Monetised Risk Output
ET | SHET | SHNLT200 | A1 | OT | 325.5768 | 325.5768
ET | SHET | SHNLT201 | A1 | OT | 69.1048 | 69.1048
ET | SHET | SHNLT2010 | A1 | TX | 121.0412 | 121.0412
ET | SHET | SHNLT2011 | A1 | OC | 0.43854 | 0.43854
ET | SHET | SHNLT2012 | A1 | CB | 202.7877 | 202.7877
ET | SHET | SHNLT2014 | A1 | TX | 24.0575 | 24.0575
ET | SHET | SHNLT2016 | A1 | TX | 15.402 | 15.402
ET | SHET | SHNLT2017 | A1 | TX | 29.1952 | 29.1952
ET | SHET | SHNLT2018 | A1 | OT | 613.2871 | 613.2871
ET | SHET | SHNLT2019 | A1 | TX | 42.0961 | 42.0961
ET | SHET | SHNLT202 | A1 | OT | 254.4499 | 254.4499
ET | SHET | SHNLT2020 | A1 | TX | 21.2504 | 21.2504
ET | SHET | SHNLT2021 | A1 | TX | 233.8198 | 233.8198
ET | SHET | SHNLT2022 | A1 | CB | 1.5818 | 1.5818
ET | SHET | SHNLT2023 | A1 | TX | 19.272 | 19.272
ET | SHET | SHNLT2024 | A1 | TX | 0.92649 | 0.92649
ET | SHET | SHNLT2025 | A1 | UC | 267.5077 | 267.5077
ET | SHET | SHNLT2027 | A1 | UC | 151.0453 | 151.0453
ET | SHET | SHNLT2028 | A1 | OF | 6318.9205 | 6318.9205
ET | SHET | SHNLT203 | A1 | OF | 58.2754 | 58.2754
ET | SHET | SHNLT204 | A1 | TX | 11.7283 | 11.7283
ET | SHET | SHNLT205 | A1 | OC | 5.7547 | 5.7547
ET | SHET | SHNLT207 | A1 | TX | 14.6735 | 14.6735
ET | SHET | SHNLT208 | A1 | TX | 18.893 | 18.893
ET | SHET | SHNLT209 | A1 | TX | 12.2744 | 12.2744
ET | SHET | SHNLT2013 | A3 | OC | -15.581 | -15.581
ET | SHET | SHNLT2031 | A3 | UC | -35.871 | -35.871
ET | SHET | SHNLT2015 | - | - |  | 0
- | - | - | - | - |  | 0
- | - | - | - | - |  | 0
- | - | - | - | - |  | 0
- | - | - | - | - |  | 0
- | - | - | - | - |  | 0
- | - | - | - | - |  | 0
- | - | - | - | - |  | 0
- | - | - | - | - |  | 0
- | - | - | - | - |  | 0
- | - | - | - | - |  | 0
- | - | - | - | - |  | 0
- | - | - | - | - |  | 0
- | - | - | - | - |  | 0
- | - | - | - | - |  | 0
- | - | - | - | - |  | 0
- | - | - | - | - |  | 0
- | - | - | - | - |  | 0
- | - | - | - | - |  | 0
- | - | - | - | - |  | 0
- | - | - | - | - |  | 0
- | - | - | - | - |  | 0
- | - | - | - | - |  | 0
- | - | - | - | - |  | 0
- | - | - | - | - |  | 0
- | - | - | - | - |  | 0
- | - | - | - | - |  | 0
- | - | - | - | - |  | 0
- | - | - | - | - |  | 0
- | - | - | - | - |  | 0
- | - | - | - | - |  | 0
- | - | - | - | - |  | 0
- | - | - | - | - |  | 0
- | - | - | - | - |  | 0
- | - | - | - | - |  | 0
- | - | - | - | - |  | 0
- | - | - | - | - |  | 0
- | - | - | - | - |  | 0
- | - | - | - | - |  | 0
- | - | - | - | - |  | 0
- | - | - | - | - |  | 0
- | - | - | - | - |  | 0
- | - | - | - | - |  | 0
- | - | - | - | - |  | 0
- | - | - | - | - |  | 0
- | - | - | - | - |  | 0
- | - | - | - | - |  | 0
- | - | - | - | - |  | 0
- | - | - | - | - |  | 0
- | - | - | - | - |  | 0
- | - | - | - | - |  | 0
- | - | - | - | - |  | 0
- | - | - | - | - |  | 0
- | - | - | - | - |  | 0
- | - | - | - | - |  | 0
- | - | - | - | - |  | 0
- | - | - | - | - |  | 0
- | - | - | - | - |  | 0
- | - | - | - | - |  | 0
- | - | - | - | - |  | 0
- | - | - | - | - |  | 0
- | - | - | - | - |  | 0
- | - | - | - | - |  | 0
- | - | - | - | - |  | 0
- | - | - | - | - |  | 0
- | - | - | - | - |  | 0
- | - | - | - | - |  | 0
- | - | - | - | - |  | 0
- | - | - | - | - |  | 0
- | - | - | - | - |  | 0
- | - | - | - | - |  | 0
- | - | - | - | - |  | 0
- | - | - | - | - |  | 0
- | - | - | - | - |  | 0
- | - | - | - | - |  | 0
- | - | - | - | - |  | 0
- | - | - | - | - |  | 0
- | - | - | - | - |  | 0
- | - | - | - | - |  | 0
- | - | - | - | - |  | 0
- | - | - | - | - |  | 0
- | - | - | - | - |  | 0
- | - | - | - | - |  | 0
- | - | - | - | - |  | 0
- | - | - | - | - |  | 0
- | - | - | - | - |  | 0
- | - | - | - | - |  | 0
- | - | - | - | - |  | 0
- | - | - | - | - |  | 0
- | - | - | - | - |  | 0
- | - | - | - | - |  | 0
- | - | - | - | - |  | 0
- | - | - | - | - |  | 0
- | - | - | - | - |  | 0
- | - | - | - | - |  | 0
- | - | - | - | - |  | 0
- | - | - | - | - |  | 0
- | - | - | - | - |  | 0
- | - | - | - | - |  | 0
- | - | - | - | - |  | 0
- | - | - | - | - |  | 0
- | - | - | - | - |  | 0
- | - | - | - | - |  | 0
- | - | - | - | - |  | 0
- | - | - | - | - |  | 0
- | - | - | - | - |  | 0
- | - | - | - | - |  | 0
- | - | - | - | - |  | 0
- | - | - | - | - |  | 0
- | - | - | - | - |  | 0
- | - | - | - | - |  | 0
- | - | - | - | - |  | 0
- | - | - | - | - |  | 0
- | - | - | - | - |  | 0
- | - | - | - | - |  | 0
- | - | - | - | - |  | 0
- | - | - | - | - |  | 0
- | - | - | - | - |  | 0
- | - | - | - | - |  | 0
- | - | - | - | - |  | 0
- | - | - | - | - |  | 0
- | - | - | - | - |  | 0
- | - | - | - | - |  | 0
- | - | - | - | - |  | 0
- | - | - | - | - |  | 0
- | - | - | - | - |  | 0
- | - | - | - | - |  | 0
- | - | - | - | - |  | 0
- | - | - | - | - |  | 0
- | - | - | - | - |  | 0
- | - | - | - | - |  | 0
- | - | - | - | - |  | 0
- | - | - | - | - |  | 0
- | - | - | - | - |  | 0
- | - | - | - | - |  | 0
- | - | - | - | - |  | 0
- | - | - | - | - |  | 0
- | - | - | - | - |  | 0
- | - | - | - | - |  | 0
- | - | - | - | - |  | 0
- | - | - | - | - |  | 0
- | - | - | - | - |  | 0
- | - | - | - | - |  | 0
- | - | - | - | - |  | 0
- | - | - | - | - |  | 0
- | - | - | - | - |  | 0
- | - | - | - | - |  | 0
- | - | - | - | - |  | 0
- | - | - | - | - |  | 0
- | - | - | - | - |  | 0
- | - | - | - | - |  | 0
- | - | - | - | - |  | 0
- | - | - | - | - |  | 0
- | - | - | - | - |  | 0
- | - | - | - | - |  | 0
- | - | - | - | - |  | 0
- | - | - | - | - |  | 0
- | - | - | - | - |  | 0
- | - | - | - | - |  | 0
- | - | - | - | - |  | 0
- | - | - | - | - |  | 0
- | - | - | - | - |  | 0
- | - | - | - | - |  | 0
- | - | - | - | - |  | 0
- | - | - | - | - |  | 0
- | - | - | - | - |  | 0
- | - | - | - | - |  | 0
- | - | - | - | - |  | 0
- | - | - | - | - |  | 0
- | - | - | - | - |  | 0
- | - | - | - | - |  | 0
- | - | - | - | - |  | 0
- | - | - | - | - |  | 0
- | - | - | - | - |  | 0
- | - | - | - | - |  | 0
- | - | - | - | - |  | 0
- | - | - | - | - |  | 0
- | - | - | - | - |  | 0
- | - | - | - | - |  | 0
- | - | - | - | - |  | 0
- | - | - | - | - |  | 0
- | - | - | - | - |  | 0
- | - | - | - | - |  | 0
- | - | - | - | - |  | 0
- | - | - | - | - |  | 0
- | - | - | - | - |  | 0
- | - | - | - | - |  | 0
- | - | - | - | - |  | 0
- | - | - | - | - |  | 0
- | - | - | - | - |  | 0
- | - | - | - | - |  | 0
- | - | - | - | - |  | 0
- | - | - | - | - |  | 0
- | - | - | - | - |  | 0
- | - | - | - | - |  | 0
- | - | - | - | - |  | 0
- | - | - | - | - |  | 0
- | - | - | - | - |  | 0
- | - | - | - | - |  | 0
- | - | - | - | - |  | 0
- | - | - | - | - |  | 0
- | - | - | - | - |  | 0
- | - | - | - | - |  | 0
- | - | - | - | - |  | 0
- | - | - | - | - |  | 0
- | - | - | - | - |  | 0
- | - | - | - | - |  | 0
- | - | - | - | - |  | 0
- | - | - | - | - |  | 0
- | - | - | - | - |  | 0
- | - | - | - | - |  | 0
- | - | - | - | - |  | 0
- | - | - | - | - |  | 0
- | - | - | - | - |  | 0
- | - | - | - | - |  | 0
- | - | - | - | - |  | 0
- | - | - | - | - |  | 0
- | - | - | - | - |  | 0
- | - | - | - | - |  | 0
- | - | - | - | - |  | 0
- | - | - | - | - |  | 0
- | - | - | - | - |  | 0
- | - | - | - | - |  | 0
- | - | - | - | - |  | 0
- | - | - | - | - |  | 0
- | - | - | - | - |  | 0
- | - | - | - | - |  | 0
- | - | - | - | - |  | 0
- | - | - | - | - |  | 0
- | - | - | - | - |  | 0
- | - | - | - | - |  | 0
- | - | - | - | - |  | 0
- | - | - | - | - |  | 0
- | - | - | - | - |  | 0
- | - | - | - | - |  | 0
- | - | - | - | - |  | 0
- | - | - | - | - |  | 0
- | - | - | - | - |  | 0
- | - | - | - | - |  | 0
- | - | - | - | - |  | 0
- | - | - | - | - |  | 0
- | - | - | - | - |  | 0
- | - | - | - | - |  | 0
- | - | - | - | - |  | 0
- | - | - | - | - |  | 0
- | - | - | - | - |  | 0
- | - | - | - | - |  | 0
- | - | - | - | - |  | 0
- | - | - | - | - |  | 0
- | - | - | - | - |  | 0
- | - | - | - | - |  | 0
- | - | - | - | - |  | 0
- | - | - | - | - |  | 0
- | - | - | - | - |  | 0
- | - | - | - | - |  | 0
- | - | - | - | - |  | 0
- | - | - | - | - |  | 0
- | - | - | - | - |  | 0
- | - | - | - | - |  | 0
- | - | - | - | - |  | 0
- | - | - | - | - |  | 0
- | - | - | - | - |  | 0
- | - | - | - | - |  | 0
- | - | - | - | - |  | 0
- | - | - | - | - |  | 0
- | - | - | - | - |  | 0
- | - | - | - | - |  | 0
- | - | - | - | - |  | 0
- | - | - | - | - |  | 0
- | - | - | - | - |  | 0
- | - | - | - | - |  | 0
- | - | - | - | - |  | 0
- | - | - | - | - |  | 0
- | - | - | - | - |  | 0
- | - | - | - | - |  | 0
- | - | - | - | - |  | 0
- | - | - | - | - |  | 0
- | - | - | - | - |  | 0
- | - | - | - | - |  | 0
- | - | - | - | - |  | 0
- | - | - | - | - |  | 0
- | - | - | - | - |  | 0
- | - | - | - | - |  | 0
- | - | - | - | - |  | 0
- | - | - | - | - |  | 0
- | - | - | - | - |  | 0
- | - | - | - | - |  | 0
- | - | - | - | - |  | 0
- | - | - | - | - |  | 0
- | - | - | - | - |  | 0
- | - | - | - | - |  | 0
- | - | - | - | - |  | 0
- | - | - | - | - |  | 0
- | - | - | - | - |  | 0
- | - | - | - | - |  | 0
- | - | - | - | - |  | 0
- | - | - | - | - |  | 0
- | - | - | - | - |  | 0
- | - | - | - | - |  | 0
- | - | - | - | - |  | 0
- | - | - | - | - |  | 0
- | - | - | - | - |  | 0
- | - | - | - | - |  | 0
- | - | - | - | - |  | 0
- | - | - | - | - |  | 0
- | - | - | - | - |  | 0
- | - | - | - | - |  | 0
- | - | - | - | - |  | 0
- | - | - | - | - |  | 0
- | - | - | - | - |  | 0
- | - | - | - | - |  | 0
- | - | - | - | - |  | 0
- | - | - | - | - |  | 0
- | - | - | - | - |  | 0
- | - | - | - | - |  | 0
- | - | - | - | - |  | 0
- | - | - | - | - |  | 0
- | - | - | - | - |  | 0
- | - | - | - | - |  | 0
- | - | - | - | - |  | 0
- | - | - | - | - |  | 0
- | - | - | - | - |  | 0
- | - | - | - | - |  | 0
- | - | - | - | - |  | 0
- | - | - | - | - |  | 0
- | - | - | - | - |  | 0
- | - | - | - | - |  | 0
- | - | - | - | - |  | 0
- | - | - | - | - |  | 0
- | - | - | - | - |  | 0
- | - | - | - | - |  | 0
- | - | - | - | - |  | 0
- | - | - | - | - |  | 0
- | - | - | - | - |  | 0
- | - | - | - | - |  | 0
- | - | - | - | - |  | 0
- | - | - | - | - |  | 0
- | - | - | - | - |  | 0
- | - | - | - | - |  | 0
- | - | - | - | - |  | 0
- | - | - | - | - |  | 0
- | - | - | - | - |  | 0
- | - | - | - | - |  | 0
- | - | - | - | - |  | 0
- | - | - | - | - |  | 0
- | - | - | - | - |  | 0
- | - | - | - | - |  | 0
- | - | - | - | - |  | 0
- | - | - | - | - |  | 0
- | - | - | - | - |  | 0
- | - | - | - | - |  | 0
- | - | - | - | - |  | 0
- | - | - | - | - |  | 0
- | - | - | - | - |  | 0
- | - | - | - | - |  | 0
- | - | - | - | - |  | 0
- | - | - | - | - |  | 0
- | - | - | - | - |  | 0
- | - | - | - | - |  | 0
- | - | - | - | - |  | 0
- | - | - | - | - |  | 0
- | - | - | - | - |  | 0
- | - | - | - | - |  | 0
- | - | - | - | - |  | 0
- | - | - | - | - |  | 0
- | - | - | - | - |  | 0
- | - | - | - | - |  | 0
- | - | - | - | - |  | 0
- | - | - | - | - |  | 0
- | - | - | - | - |  | 0
- | - | - | - | - |  | 0
- | - | - | - | - |  | 0
- | - | - | - | - |  | 0
- | - | - | - | - |  | 0
- | - | - | - | - |  | 0
- | - | - | - | - |  | 0
- | - | - | - | - |  | 0
- | - | - | - | - |  | 0
- | - | - | - | - |  | 0
- | - | - | - | - |  | 0
- | - | - | - | - |  | 0
- | - | - | - | - |  | 0
- | - | - | - | - |  | 0
- | - | - | - | - |  | 0
- | - | - | - | - |  | 0
- | - | - | - | - |  | 0
- | - | - | - | - |  | 0
- | - | - | - | - |  | 0
- | - | - | - | - |  | 0
- | - | - | - | - |  | 0
- | - | - | - | - |  | 0
- | - | - | - | - |  | 0
- | - | - | - | - |  | 0
- | - | - | - | - |  | 0
- | - | - | - | - |  | 0
- | - | - | - | - |  | 0
- | - | - | - | - |  | 0
- | - | - | - | - |  | 0
- | - | - | - | - |  | 0
- | - | - | - | - |  | 0
- | - | - | - | - |  | 0
- | - | - | - | - |  | 0
- | - | - | - | - |  | 0
- | - | - | - | - |  | 0
- | - | - | - | - |  | 0
- | - | - | - | - |  | 0
- | - | - | - | - |  | 0
- | - | - | - | - |  | 0
- | - | - | - | - |  | 0
- | - | - | - | - |  | 0
- | - | - | - | - |  | 0
- | - | - | - | - |  | 0
- | - | - | - | - |  | 0
- | - | - | - | - |  | 0
- | - | - | - | - |  | 0
- | - | - | - | - |  | 0
- | - | - | - | - |  | 0
- | - | - | - | - |  | 0
- | - | - | - | - |  | 0
- | - | - | - | - |  | 0
- | - | - | - | - |  | 0
- | - | - | - | - |  | 0
- | - | - | - | - |  | 0
- | - | - | - | - |  | 0
- | - | - | - | - |  | 0
- | - | - | - | - |  | 0
- | - | - | - | - |  | 0
- | - | - | - | - |  | 0
- | - | - | - | - |  | 0
- | - | - | - | - |  | 0
- | - | - | - | - |  | 0
- | - | - | - | - |  | 0
- | - | - | - | - |  | 0
- | - | - | - | - |  | 0
- | - | - | - | - |  | 0
- | - | - | - | - |  | 0
- | - | - | - | - |  | 0
- | - | - | - | - |  | 0
- | - | - | - | - |  | 0
- | - | - | - | - |  | 0
- | - | - | - | - |  | 0
- | - | - | - | - |  | 0
- | - | - | - | - |  | 0
- | - | - | - | - |  | 0
- | - | - | - | - |  | 0
- | - | - | - | - |  | 0
- | - | - | - | - |  | 0
- | - | - | - | - |  | 0
- | - | - | - | - |  | 0
- | - | - | - | - |  | 0
- | - | - | - | - |  | 0
- | - | - | - | - |  | 0
- | - | - | - | - |  | 0
- | - | - | - | - |  | 0
- | - | - | - | - |  | 0
- | - | - | - | - |  | 0

## 2.2_Rebasing_1
Network Asset Risk Workbook
Sheet: 2.2 Rebasing 1
Sector: ET
Network: SHET
Version 8 - Dated 03 Feb 2022
Price base (unless stated): 2018/19
Error Checks: OK
- | - | - | - | - |  | -
2.2 Rebasing 1
Number of records |  | 28 | OK
Details of update
Reason for update:
Date submitted:
Data approved:
Project/Asset Category Detail |  |  |  |  | Network Risk Output (R£m)
Sector | Network | Scheme/Asset Category | Funding Category | Risk Pot | Original FD | Restated Monetised Risk Output
ET | SHET | SHNLT200 | A1 | OT | 325.5768
ET | SHET | SHNLT201 | A1 | OT | 69.1048
ET | SHET | SHNLT2010 | A1 | TX | 121.0412
ET | SHET | SHNLT2011 | A1 | OC | 0.43854
ET | SHET | SHNLT2012 | A1 | CB | 202.7877
ET | SHET | SHNLT2014 | A1 | TX | 24.0575
ET | SHET | SHNLT2016 | A1 | TX | 15.402
ET | SHET | SHNLT2017 | A1 | TX | 29.1952
ET | SHET | SHNLT2018 | A1 | OT | 613.2871
ET | SHET | SHNLT2019 | A1 | TX | 42.0961
ET | SHET | SHNLT202 | A1 | OT | 254.4499
ET | SHET | SHNLT2020 | A1 | TX | 21.2504
ET | SHET | SHNLT2021 | A1 | TX | 233.8198
ET | SHET | SHNLT2022 | A1 | CB | 1.5818
ET | SHET | SHNLT2023 | A1 | TX | 19.272
ET | SHET | SHNLT2024 | A1 | TX | 0.92649
ET | SHET | SHNLT2025 | A1 | UC | 267.5077
ET | SHET | SHNLT2027 | A1 | UC | 151.0453
ET | SHET | SHNLT2028 | A1 | OF | 6318.9205
ET | SHET | SHNLT203 | A1 | OF | 58.2754
ET | SHET | SHNLT204 | A1 | TX | 11.7283
ET | SHET | SHNLT205 | A1 | OC | 5.7547
ET | SHET | SHNLT207 | A1 | TX | 14.6735
ET | SHET | SHNLT208 | A1 | TX | 18.893
ET | SHET | SHNLT209 | A1 | TX | 12.2744
ET | SHET | SHNLT2013 | A3 | OC | -15.581
ET | SHET | SHNLT2031 | A3 | UC | -35.871
ET | SHET | SHNLT2015 | - | -
- | - | - | - | -
- | - | - | - | -
- | - | - | - | -
- | - | - | - | -
- | - | - | - | -
- | - | - | - | -
- | - | - | - | -
- | - | - | - | -
- | - | - | - | -
- | - | - | - | -
- | - | - | - | -
- | - | - | - | -
- | - | - | - | -
- | - | - | - | -
- | - | - | - | -
- | - | - | - | -
- | - | - | - | -
- | - | - | - | -
- | - | - | - | -
- | - | - | - | -
- | - | - | - | -
- | - | - | - | -
- | - | - | - | -
- | - | - | - | -
- | - | - | - | -
- | - | - | - | -
- | - | - | - | -
- | - | - | - | -
- | - | - | - | -
- | - | - | - | -
- | - | - | - | -
- | - | - | - | -
- | - | - | - | -
- | - | - | - | -
- | - | - | - | -
- | - | - | - | -
- | - | - | - | -
- | - | - | - | -
- | - | - | - | -
- | - | - | - | -
- | - | - | - | -
- | - | - | - | -
- | - | - | - | -
- | - | - | - | -
- | - | - | - | -
- | - | - | - | -
- | - | - | - | -
- | - | - | - | -
- | - | - | - | -
- | - | - | - | -
- | - | - | - | -
- | - | - | - | -
- | - | - | - | -
- | - | - | - | -
- | - | - | - | -
- | - | - | - | -
- | - | - | - | -
- | - | - | - | -
- | - | - | - | -
- | - | - | - | -
- | - | - | - | -
- | - | - | - | -
- | - | - | - | -
- | - | - | - | -
- | - | - | - | -
- | - | - | - | -
- | - | - | - | -
- | - | - | - | -
- | - | - | - | -
- | - | - | - | -
- | - | - | - | -
- | - | - | - | -
- | - | - | - | -
- | - | - | - | -
- | - | - | - | -
- | - | - | - | -
- | - | - | - | -
- | - | - | - | -
- | - | - | - | -
- | - | - | - | -
- | - | - | - | -
- | - | - | - | -
- | - | - | - | -
- | - | - | - | -
- | - | - | - | -
- | - | - | - | -
- | - | - | - | -
- | - | - | - | -
- | - | - | - | -
- | - | - | - | -
- | - | - | - | -
- | - | - | - | -
- | - | - | - | -
- | - | - | - | -
- | - | - | - | -
- | - | - | - | -
- | - | - | - | -
- | - | - | - | -
- | - | - | - | -
- | - | - | - | -
- | - | - | - | -
- | - | - | - | -
- | - | - | - | -
- | - | - | - | -
- | - | - | - | -
- | - | - | - | -
- | - | - | - | -
- | - | - | - | -
- | - | - | - | -
- | - | - | - | -
- | - | - | - | -
- | - | - | - | -
- | - | - | - | -
- | - | - | - | -
- | - | - | - | -
- | - | - | - | -
- | - | - | - | -
- | - | - | - | -
- | - | - | - | -
- | - | - | - | -
- | - | - | - | -
- | - | - | - | -
- | - | - | - | -
- | - | - | - | -
- | - | - | - | -
- | - | - | - | -
- | - | - | - | -
- | - | - | - | -
- | - | - | - | -
- | - | - | - | -
- | - | - | - | -
- | - | - | - | -
- | - | - | - | -
- | - | - | - | -
- | - | - | - | -
- | - | - | - | -
- | - | - | - | -
- | - | - | - | -
- | - | - | - | -
- | - | - | - | -
- | - | - | - | -
- | - | - | - | -
- | - | - | - | -
- | - | - | - | -
- | - | - | - | -
- | - | - | - | -
- | - | - | - | -
- | - | - | - | -
- | - | - | - | -
- | - | - | - | -
- | - | - | - | -
- | - | - | - | -
- | - | - | - | -
- | - | - | - | -
- | - | - | - | -
- | - | - | - | -
- | - | - | - | -
- | - | - | - | -
- | - | - | - | -
- | - | - | - | -
- | - | - | - | -
- | - | - | - | -
- | - | - | - | -
- | - | - | - | -
- | - | - | - | -
- | - | - | - | -
- | - | - | - | -
- | - | - | - | -
- | - | - | - | -
- | - | - | - | -
- | - | - | - | -
- | - | - | - | -
- | - | - | - | -
- | - | - | - | -
- | - | - | - | -
- | - | - | - | -
- | - | - | - | -
- | - | - | - | -
- | - | - | - | -
- | - | - | - | -
- | - | - | - | -
- | - | - | - | -
- | - | - | - | -
- | - | - | - | -
- | - | - | - | -
- | - | - | - | -
- | - | - | - | -
- | - | - | - | -
- | - | - | - | -
- | - | - | - | -
- | - | - | - | -
- | - | - | - | -
- | - | - | - | -
- | - | - | - | -
- | - | - | - | -
- | - | - | - | -
- | - | - | - | -
- | - | - | - | -
- | - | - | - | -
- | - | - | - | -
- | - | - | - | -
- | - | - | - | -
- | - | - | - | -
- | - | - | - | -
- | - | - | - | -
- | - | - | - | -
- | - | - | - | -
- | - | - | - | -
- | - | - | - | -
- | - | - | - | -
- | - | - | - | -
- | - | - | - | -
- | - | - | - | -
- | - | - | - | -
- | - | - | - | -
- | - | - | - | -
- | - | - | - | -
- | - | - | - | -
- | - | - | - | -
- | - | - | - | -
- | - | - | - | -
- | - | - | - | -
- | - | - | - | -
- | - | - | - | -
- | - | - | - | -
- | - | - | - | -
- | - | - | - | -
- | - | - | - | -
- | - | - | - | -
- | - | - | - | -
- | - | - | - | -
- | - | - | - | -
- | - | - | - | -
- | - | - | - | -
- | - | - | - | -
- | - | - | - | -
- | - | - | - | -
- | - | - | - | -
- | - | - | - | -
- | - | - | - | -
- | - | - | - | -
- | - | - | - | -
- | - | - | - | -
- | - | - | - | -
- | - | - | - | -
- | - | - | - | -
- | - | - | - | -
- | - | - | - | -
- | - | - | - | -
- | - | - | - | -
- | - | - | - | -
- | - | - | - | -
- | - | - | - | -
- | - | - | - | -
- | - | - | - | -
- | - | - | - | -
- | - | - | - | -
- | - | - | - | -
- | - | - | - | -
- | - | - | - | -
- | - | - | - | -
- | - | - | - | -
- | - | - | - | -
- | - | - | - | -
- | - | - | - | -
- | - | - | - | -
- | - | - | - | -
- | - | - | - | -
- | - | - | - | -
- | - | - | - | -
- | - | - | - | -
- | - | - | - | -
- | - | - | - | -
- | - | - | - | -
- | - | - | - | -
- | - | - | - | -
- | - | - | - | -
- | - | - | - | -
- | - | - | - | -
- | - | - | - | -
- | - | - | - | -
- | - | - | - | -
- | - | - | - | -
- | - | - | - | -
- | - | - | - | -
- | - | - | - | -
- | - | - | - | -
- | - | - | - | -
- | - | - | - | -
- | - | - | - | -
- | - | - | - | -
- | - | - | - | -
- | - | - | - | -
- | - | - | - | -
- | - | - | - | -
- | - | - | - | -
- | - | - | - | -
- | - | - | - | -
- | - | - | - | -
- | - | - | - | -
- | - | - | - | -
- | - | - | - | -
- | - | - | - | -
- | - | - | - | -
- | - | - | - | -
- | - | - | - | -
- | - | - | - | -
- | - | - | - | -
- | - | - | - | -
- | - | - | - | -
- | - | - | - | -
- | - | - | - | -
- | - | - | - | -
- | - | - | - | -
- | - | - | - | -
- | - | - | - | -
- | - | - | - | -
- | - | - | - | -
- | - | - | - | -
- | - | - | - | -
- | - | - | - | -
- | - | - | - | -
- | - | - | - | -
- | - | - | - | -
- | - | - | - | -
- | - | - | - | -
- | - | - | - | -
- | - | - | - | -
- | - | - | - | -
- | - | - | - | -
- | - | - | - | -
- | - | - | - | -
- | - | - | - | -
- | - | - | - | -
- | - | - | - | -
- | - | - | - | -
- | - | - | - | -
- | - | - | - | -
- | - | - | - | -
- | - | - | - | -
- | - | - | - | -
- | - | - | - | -
- | - | - | - | -
- | - | - | - | -
- | - | - | - | -
- | - | - | - | -
- | - | - | - | -
- | - | - | - | -
- | - | - | - | -
- | - | - | - | -
- | - | - | - | -
- | - | - | - | -
- | - | - | - | -
- | - | - | - | -
- | - | - | - | -
- | - | - | - | -
- | - | - | - | -
- | - | - | - | -
- | - | - | - | -
- | - | - | - | -
- | - | - | - | -
- | - | - | - | -
- | - | - | - | -
- | - | - | - | -
- | - | - | - | -
- | - | - | - | -
- | - | - | - | -
- | - | - | - | -
- | - | - | - | -
- | - | - | - | -
- | - | - | - | -
- | - | - | - | -
- | - | - | - | -
- | - | - | - | -
- | - | - | - | -
- | - | - | - | -
- | - | - | - | -
- | - | - | - | -
- | - | - | - | -
- | - | - | - | -
- | - | - | - | -
- | - | - | - | -
- | - | - | - | -
- | - | - | - | -
- | - | - | - | -
- | - | - | - | -
- | - | - | - | -
- | - | - | - | -
- | - | - | - | -
- | - | - | - | -
- | - | - | - | -
- | - | - | - | -
- | - | - | - | -
- | - | - | - | -
- | - | - | - | -
- | - | - | - | -
- | - | - | - | -
- | - | - | - | -
- | - | - | - | -
- | - | - | - | -
- | - | - | - | -
- | - | - | - | -
- | - | - | - | -
- | - | - | - | -
- | - | - | - | -
- | - | - | - | -
- | - | - | - | -
- | - | - | - | -
- | - | - | - | -
- | - | - | - | -
- | - | - | - | -
- | - | - | - | -
- | - | - | - | -
- | - | - | - | -
- | - | - | - | -
- | - | - | - | -
- | - | - | - | -
- | - | - | - | -
- | - | - | - | -
- | - | - | - | -
- | - | - | - | -
- | - | - | - | -
- | - | - | - | -
- | - | - | - | -
- | - | - | - | -
- | - | - | - | -
- | - | - | - | -
- | - | - | - | -
- | - | - | - | -
- | - | - | - | -
- | - | - | - | -
- | - | - | - | -
- | - | - | - | -
- | - | - | - | -
- | - | - | - | -
- | - | - | - | -
- | - | - | - | -
- | - | - | - | -
- | - | - | - | -
- | - | - | - | -
- | - | - | - | -
- | - | - | - | -
- | - | - | - | -
- | - | - | - | -
- | - | - | - | -
- | - | - | - | -
- | - | - | - | -
- | - | - | - | -
- | - | - | - | -
- | - | - | - | -
- | - | - | - | -
- | - | - | - | -
- | - | - | - | -
- | - | - | - | -
- | - | - | - | -

## 2.3_Rebasing_2
Network Asset Risk Workbook
Sheet: 2.2 Rebasing 2
Sector: ET
Network: SHET
Version 8 - Dated 03 Feb 2022
Price base (unless stated): 2018/19
Error Checks: OK
- | - | - | - | - |  | -
2.2 Rebasing 2
Number of records |  | 28 | OK
Details of update
Reason for update:
Date submitted:
Data approved:
Project/Asset Category Detail |  |  |  |  | Network Risk Output (R£m)
Sector | Network | Scheme/Asset Category | Funding Category | Risk Sub-Cat | Original FD | Restated Monetised Risk Output
ET | SHET | SHNLT200 | A1 | OT | 325.5768
ET | SHET | SHNLT201 | A1 | OT | 69.1048
ET | SHET | SHNLT2010 | A1 | TX | 121.0412
ET | SHET | SHNLT2011 | A1 | OC | 0.43854
ET | SHET | SHNLT2012 | A1 | CB | 202.7877
ET | SHET | SHNLT2014 | A1 | TX | 24.0575
ET | SHET | SHNLT2016 | A1 | TX | 15.402
ET | SHET | SHNLT2017 | A1 | TX | 29.1952
ET | SHET | SHNLT2018 | A1 | OT | 613.2871
ET | SHET | SHNLT2019 | A1 | TX | 42.0961
ET | SHET | SHNLT202 | A1 | OT | 254.4499
ET | SHET | SHNLT2020 | A1 | TX | 21.2504
ET | SHET | SHNLT2021 | A1 | TX | 233.8198
ET | SHET | SHNLT2022 | A1 | CB | 1.5818
ET | SHET | SHNLT2023 | A1 | TX | 19.272
ET | SHET | SHNLT2024 | A1 | TX | 0.92649
ET | SHET | SHNLT2025 | A1 | UC | 267.5077
ET | SHET | SHNLT2027 | A1 | UC | 151.0453
ET | SHET | SHNLT2028 | A1 | OF | 6318.9205
ET | SHET | SHNLT203 | A1 | OF | 58.2754
ET | SHET | SHNLT204 | A1 | TX | 11.7283
ET | SHET | SHNLT205 | A1 | OC | 5.7547
ET | SHET | SHNLT207 | A1 | TX | 14.6735
ET | SHET | SHNLT208 | A1 | TX | 18.893
ET | SHET | SHNLT209 | A1 | TX | 12.2744
ET | SHET | SHNLT2013 | A3 | OC | -15.581
ET | SHET | SHNLT2031 | A3 | UC | -35.871
ET | SHET | SHNLT2015 | - | -
- | - | - | - | -
- | - | - | - | -
- | - | - | - | -
- | - | - | - | -
- | - | - | - | -
- | - | - | - | -
- | - | - | - | -
- | - | - | - | -
- | - | - | - | -
- | - | - | - | -
- | - | - | - | -
- | - | - | - | -
- | - | - | - | -
- | - | - | - | -
- | - | - | - | -
- | - | - | - | -
- | - | - | - | -
- | - | - | - | -
- | - | - | - | -
- | - | - | - | -
- | - | - | - | -
- | - | - | - | -
- | - | - | - | -
- | - | - | - | -
- | - | - | - | -
- | - | - | - | -
- | - | - | - | -
- | - | - | - | -
- | - | - | - | -
- | - | - | - | -
- | - | - | - | -
- | - | - | - | -
- | - | - | - | -
- | - | - | - | -
- | - | - | - | -
- | - | - | - | -
- | - | - | - | -
- | - | - | - | -
- | - | - | - | -
- | - | - | - | -
- | - | - | - | -
- | - | - | - | -
- | - | - | - | -
- | - | - | - | -
- | - | - | - | -
- | - | - | - | -
- | - | - | - | -
- | - | - | - | -
- | - | - | - | -
- | - | - | - | -
- | - | - | - | -
- | - | - | - | -
- | - | - | - | -
- | - | - | - | -
- | - | - | - | -
- | - | - | - | -
- | - | - | - | -
- | - | - | - | -
- | - | - | - | -
- | - | - | - | -
- | - | - | - | -
- | - | - | - | -
- | - | - | - | -
- | - | - | - | -
- | - | - | - | -
- | - | - | - | -
- | - | - | - | -
- | - | - | - | -
- | - | - | - | -
- | - | - | - | -
- | - | - | - | -
- | - | - | - | -
- | - | - | - | -
- | - | - | - | -
- | - | - | - | -
- | - | - | - | -
- | - | - | - | -
- | - | - | - | -
- | - | - | - | -
- | - | - | - | -
- | - | - | - | -
- | - | - | - | -
- | - | - | - | -
- | - | - | - | -
- | - | - | - | -
- | - | - | - | -
- | - | - | - | -
- | - | - | - | -
- | - | - | - | -
- | - | - | - | -
- | - | - | - | -
- | - | - | - | -
- | - | - | - | -
- | - | - | - | -
- | - | - | - | -
- | - | - | - | -
- | - | - | - | -
- | - | - | - | -
- | - | - | - | -
- | - | - | - | -
- | - | - | - | -
- | - | - | - | -
- | - | - | - | -
- | - | - | - | -
- | - | - | - | -
- | - | - | - | -
- | - | - | - | -
- | - | - | - | -
- | - | - | - | -
- | - | - | - | -
- | - | - | - | -
- | - | - | - | -
- | - | - | - | -
- | - | - | - | -
- | - | - | - | -
- | - | - | - | -
- | - | - | - | -
- | - | - | - | -
- | - | - | - | -
- | - | - | - | -
- | - | - | - | -
- | - | - | - | -
- | - | - | - | -
- | - | - | - | -
- | - | - | - | -
- | - | - | - | -
- | - | - | - | -
- | - | - | - | -
- | - | - | - | -
- | - | - | - | -
- | - | - | - | -
- | - | - | - | -
- | - | - | - | -
- | - | - | - | -
- | - | - | - | -
- | - | - | - | -
- | - | - | - | -
- | - | - | - | -
- | - | - | - | -
- | - | - | - | -
- | - | - | - | -
- | - | - | - | -
- | - | - | - | -
- | - | - | - | -
- | - | - | - | -
- | - | - | - | -
- | - | - | - | -
- | - | - | - | -
- | - | - | - | -
- | - | - | - | -
- | - | - | - | -
- | - | - | - | -
- | - | - | - | -
- | - | - | - | -
- | - | - | - | -
- | - | - | - | -
- | - | - | - | -
- | - | - | - | -
- | - | - | - | -
- | - | - | - | -
- | - | - | - | -
- | - | - | - | -
- | - | - | - | -
- | - | - | - | -
- | - | - | - | -
- | - | - | - | -
- | - | - | - | -
- | - | - | - | -
- | - | - | - | -
- | - | - | - | -
- | - | - | - | -
- | - | - | - | -
- | - | - | - | -
- | - | - | - | -
- | - | - | - | -
- | - | - | - | -
- | - | - | - | -
- | - | - | - | -
- | - | - | - | -
- | - | - | - | -
- | - | - | - | -
- | - | - | - | -
- | - | - | - | -
- | - | - | - | -
- | - | - | - | -
- | - | - | - | -
- | - | - | - | -
- | - | - | - | -
- | - | - | - | -
- | - | - | - | -
- | - | - | - | -
- | - | - | - | -
- | - | - | - | -
- | - | - | - | -
- | - | - | - | -
- | - | - | - | -
- | - | - | - | -
- | - | - | - | -
- | - | - | - | -
- | - | - | - | -
- | - | - | - | -
- | - | - | - | -
- | - | - | - | -
- | - | - | - | -
- | - | - | - | -
- | - | - | - | -
- | - | - | - | -
- | - | - | - | -
- | - | - | - | -
- | - | - | - | -
- | - | - | - | -
- | - | - | - | -
- | - | - | - | -
- | - | - | - | -
- | - | - | - | -
- | - | - | - | -
- | - | - | - | -
- | - | - | - | -
- | - | - | - | -
- | - | - | - | -
- | - | - | - | -
- | - | - | - | -
- | - | - | - | -
- | - | - | - | -
- | - | - | - | -
- | - | - | - | -
- | - | - | - | -
- | - | - | - | -
- | - | - | - | -
- | - | - | - | -
- | - | - | - | -
- | - | - | - | -
- | - | - | - | -
- | - | - | - | -
- | - | - | - | -
- | - | - | - | -
- | - | - | - | -
- | - | - | - | -
- | - | - | - | -
- | - | - | - | -
- | - | - | - | -
- | - | - | - | -
- | - | - | - | -
- | - | - | - | -
- | - | - | - | -
- | - | - | - | -
- | - | - | - | -
- | - | - | - | -
- | - | - | - | -
- | - | - | - | -
- | - | - | - | -
- | - | - | - | -
- | - | - | - | -
- | - | - | - | -
- | - | - | - | -
- | - | - | - | -
- | - | - | - | -
- | - | - | - | -
- | - | - | - | -
- | - | - | - | -
- | - | - | - | -
- | - | - | - | -
- | - | - | - | -
- | - | - | - | -
- | - | - | - | -
- | - | - | - | -
- | - | - | - | -
- | - | - | - | -
- | - | - | - | -
- | - | - | - | -
- | - | - | - | -
- | - | - | - | -
- | - | - | - | -
- | - | - | - | -
- | - | - | - | -
- | - | - | - | -
- | - | - | - | -
- | - | - | - | -
- | - | - | - | -
- | - | - | - | -
- | - | - | - | -
- | - | - | - | -
- | - | - | - | -
- | - | - | - | -
- | - | - | - | -
- | - | - | - | -
- | - | - | - | -
- | - | - | - | -
- | - | - | - | -
- | - | - | - | -
- | - | - | - | -
- | - | - | - | -
- | - | - | - | -
- | - | - | - | -
- | - | - | - | -
- | - | - | - | -
- | - | - | - | -
- | - | - | - | -
- | - | - | - | -
- | - | - | - | -
- | - | - | - | -
- | - | - | - | -
- | - | - | - | -
- | - | - | - | -
- | - | - | - | -
- | - | - | - | -
- | - | - | - | -
- | - | - | - | -
- | - | - | - | -
- | - | - | - | -
- | - | - | - | -
- | - | - | - | -
- | - | - | - | -
- | - | - | - | -
- | - | - | - | -
- | - | - | - | -
- | - | - | - | -
- | - | - | - | -
- | - | - | - | -
- | - | - | - | -
- | - | - | - | -
- | - | - | - | -
- | - | - | - | -
- | - | - | - | -
- | - | - | - | -
- | - | - | - | -
- | - | - | - | -
- | - | - | - | -
- | - | - | - | -
- | - | - | - | -
- | - | - | - | -
- | - | - | - | -
- | - | - | - | -
- | - | - | - | -
- | - | - | - | -
- | - | - | - | -
- | - | - | - | -
- | - | - | - | -
- | - | - | - | -
- | - | - | - | -
- | - | - | - | -
- | - | - | - | -
- | - | - | - | -
- | - | - | - | -
- | - | - | - | -
- | - | - | - | -
- | - | - | - | -
- | - | - | - | -
- | - | - | - | -
- | - | - | - | -
- | - | - | - | -
- | - | - | - | -
- | - | - | - | -
- | - | - | - | -
- | - | - | - | -
- | - | - | - | -
- | - | - | - | -
- | - | - | - | -
- | - | - | - | -
- | - | - | - | -
- | - | - | - | -
- | - | - | - | -
- | - | - | - | -
- | - | - | - | -
- | - | - | - | -
- | - | - | - | -
- | - | - | - | -
- | - | - | - | -
- | - | - | - | -
- | - | - | - | -
- | - | - | - | -
- | - | - | - | -
- | - | - | - | -
- | - | - | - | -
- | - | - | - | -
- | - | - | - | -
- | - | - | - | -
- | - | - | - | -
- | - | - | - | -
- | - | - | - | -
- | - | - | - | -
- | - | - | - | -
- | - | - | - | -
- | - | - | - | -
- | - | - | - | -
- | - | - | - | -
- | - | - | - | -
- | - | - | - | -
- | - | - | - | -
- | - | - | - | -
- | - | - | - | -
- | - | - | - | -
- | - | - | - | -
- | - | - | - | -
- | - | - | - | -
- | - | - | - | -
- | - | - | - | -
- | - | - | - | -
- | - | - | - | -
- | - | - | - | -
- | - | - | - | -
- | - | - | - | -
- | - | - | - | -
- | - | - | - | -
- | - | - | - | -
- | - | - | - | -
- | - | - | - | -
- | - | - | - | -
- | - | - | - | -
- | - | - | - | -
- | - | - | - | -
- | - | - | - | -
- | - | - | - | -
- | - | - | - | -
- | - | - | - | -
- | - | - | - | -
- | - | - | - | -
- | - | - | - | -
- | - | - | - | -
- | - | - | - | -
- | - | - | - | -
- | - | - | - | -
- | - | - | - | -
- | - | - | - | -
- | - | - | - | -
- | - | - | - | -
- | - | - | - | -
- | - | - | - | -
- | - | - | - | -
- | - | - | - | -
- | - | - | - | -
- | - | - | - | -
- | - | - | - | -
- | - | - | - | -
- | - | - | - | -
- | - | - | - | -
- | - | - | - | -
- | - | - | - | -
- | - | - | - | -
- | - | - | - | -
- | - | - | - | -
- | - | - | - | -
- | - | - | - | -
- | - | - | - | -
- | - | - | - | -
- | - | - | - | -
- | - | - | - | -
- | - | - | - | -
- | - | - | - | -
- | - | - | - | -
- | - | - | - | -
- | - | - | - | -
- | - | - | - | -
- | - | - | - | -
- | - | - | - | -

## 2.4_Rebasing_3
Network Asset Risk Workbook
Sheet: 2.2 Rebasing 3
Sector: ET
Network: SHET
Version 8 - Dated 03 Feb 2022
Price base (unless stated): 2018/19
Error Checks: OK
- | - | - | - | - |  | -
2.2 Rebasing 3
Number of records |  | 28 | OK
Details of update
Reason for update:
Date submitted:
Data approved:
Project/Asset Category Detail |  |  |  |  | Network Risk Output (R£m)
Sector | Network | Scheme/Asset Category | Funding Category | Risk Sub-Cat | Original FD | Restated Monetised Risk Output
ET | SHET | SHNLT200 | A1 | OT | 325.5768
ET | SHET | SHNLT201 | A1 | OT | 69.1048
ET | SHET | SHNLT2010 | A1 | TX | 121.0412
ET | SHET | SHNLT2011 | A1 | OC | 0.43854
ET | SHET | SHNLT2012 | A1 | CB | 202.7877
ET | SHET | SHNLT2014 | A1 | TX | 24.0575
ET | SHET | SHNLT2016 | A1 | TX | 15.402
ET | SHET | SHNLT2017 | A1 | TX | 29.1952
ET | SHET | SHNLT2018 | A1 | OT | 613.2871
ET | SHET | SHNLT2019 | A1 | TX | 42.0961
ET | SHET | SHNLT202 | A1 | OT | 254.4499
ET | SHET | SHNLT2020 | A1 | TX | 21.2504
ET | SHET | SHNLT2021 | A1 | TX | 233.8198
ET | SHET | SHNLT2022 | A1 | CB | 1.5818
ET | SHET | SHNLT2023 | A1 | TX | 19.272
ET | SHET | SHNLT2024 | A1 | TX | 0.92649
ET | SHET | SHNLT2025 | A1 | UC | 267.5077
ET | SHET | SHNLT2027 | A1 | UC | 151.0453
ET | SHET | SHNLT2028 | A1 | OF | 6318.9205
ET | SHET | SHNLT203 | A1 | OF | 58.2754
ET | SHET | SHNLT204 | A1 | TX | 11.7283
ET | SHET | SHNLT205 | A1 | OC | 5.7547
ET | SHET | SHNLT207 | A1 | TX | 14.6735
ET | SHET | SHNLT208 | A1 | TX | 18.893
ET | SHET | SHNLT209 | A1 | TX | 12.2744
ET | SHET | SHNLT2013 | A3 | OC | -15.581
ET | SHET | SHNLT2031 | A3 | UC | -35.871
ET | SHET | SHNLT2015 | - | -
- | - | - | - | -
- | - | - | - | -
- | - | - | - | -
- | - | - | - | -
- | - | - | - | -
- | - | - | - | -
- | - | - | - | -
- | - | - | - | -
- | - | - | - | -
- | - | - | - | -
- | - | - | - | -
- | - | - | - | -
- | - | - | - | -
- | - | - | - | -
- | - | - | - | -
- | - | - | - | -
- | - | - | - | -
- | - | - | - | -
- | - | - | - | -
- | - | - | - | -
- | - | - | - | -
- | - | - | - | -
- | - | - | - | -
- | - | - | - | -
- | - | - | - | -
- | - | - | - | -
- | - | - | - | -
- | - | - | - | -
- | - | - | - | -
- | - | - | - | -
- | - | - | - | -
- | - | - | - | -
- | - | - | - | -
- | - | - | - | -
- | - | - | - | -
- | - | - | - | -
- | - | - | - | -
- | - | - | - | -
- | - | - | - | -
- | - | - | - | -
- | - | - | - | -
- | - | - | - | -
- | - | - | - | -
- | - | - | - | -
- | - | - | - | -
- | - | - | - | -
- | - | - | - | -
- | - | - | - | -
- | - | - | - | -
- | - | - | - | -
- | - | - | - | -
- | - | - | - | -
- | - | - | - | -
- | - | - | - | -
- | - | - | - | -
- | - | - | - | -
- | - | - | - | -
- | - | - | - | -
- | - | - | - | -
- | - | - | - | -
- | - | - | - | -
- | - | - | - | -
- | - | - | - | -
- | - | - | - | -
- | - | - | - | -
- | - | - | - | -
- | - | - | - | -
- | - | - | - | -
- | - | - | - | -
- | - | - | - | -
- | - | - | - | -
- | - | - | - | -
- | - | - | - | -
- | - | - | - | -
- | - | - | - | -
- | - | - | - | -
- | - | - | - | -
- | - | - | - | -
- | - | - | - | -
- | - | - | - | -
- | - | - | - | -
- | - | - | - | -
- | - | - | - | -
- | - | - | - | -
- | - | - | - | -
- | - | - | - | -
- | - | - | - | -
- | - | - | - | -
- | - | - | - | -
- | - | - | - | -
- | - | - | - | -
- | - | - | - | -
- | - | - | - | -
- | - | - | - | -
- | - | - | - | -
- | - | - | - | -
- | - | - | - | -
- | - | - | - | -
- | - | - | - | -
- | - | - | - | -
- | - | - | - | -
- | - | - | - | -
- | - | - | - | -
- | - | - | - | -
- | - | - | - | -
- | - | - | - | -
- | - | - | - | -
- | - | - | - | -
- | - | - | - | -
- | - | - | - | -
- | - | - | - | -
- | - | - | - | -
- | - | - | - | -
- | - | - | - | -
- | - | - | - | -
- | - | - | - | -
- | - | - | - | -
- | - | - | - | -
- | - | - | - | -
- | - | - | - | -
- | - | - | - | -
- | - | - | - | -
- | - | - | - | -
- | - | - | - | -
- | - | - | - | -
- | - | - | - | -
- | - | - | - | -
- | - | - | - | -
- | - | - | - | -
- | - | - | - | -
- | - | - | - | -
- | - | - | - | -
- | - | - | - | -
- | - | - | - | -
- | - | - | - | -
- | - | - | - | -
- | - | - | - | -
- | - | - | - | -
- | - | - | - | -
- | - | - | - | -
- | - | - | - | -
- | - | - | - | -
- | - | - | - | -
- | - | - | - | -
- | - | - | - | -
- | - | - | - | -
- | - | - | - | -
- | - | - | - | -
- | - | - | - | -
- | - | - | - | -
- | - | - | - | -
- | - | - | - | -
- | - | - | - | -
- | - | - | - | -
- | - | - | - | -
- | - | - | - | -
- | - | - | - | -
- | - | - | - | -
- | - | - | - | -
- | - | - | - | -
- | - | - | - | -
- | - | - | - | -
- | - | - | - | -
- | - | - | - | -
- | - | - | - | -
- | - | - | - | -
- | - | - | - | -
- | - | - | - | -
- | - | - | - | -
- | - | - | - | -
- | - | - | - | -
- | - | - | - | -
- | - | - | - | -
- | - | - | - | -
- | - | - | - | -
- | - | - | - | -
- | - | - | - | -
- | - | - | - | -
- | - | - | - | -
- | - | - | - | -
- | - | - | - | -
- | - | - | - | -
- | - | - | - | -
- | - | - | - | -
- | - | - | - | -
- | - | - | - | -
- | - | - | - | -
- | - | - | - | -
- | - | - | - | -
- | - | - | - | -
- | - | - | - | -
- | - | - | - | -
- | - | - | - | -
- | - | - | - | -
- | - | - | - | -
- | - | - | - | -
- | - | - | - | -
- | - | - | - | -
- | - | - | - | -
- | - | - | - | -
- | - | - | - | -
- | - | - | - | -
- | - | - | - | -
- | - | - | - | -
- | - | - | - | -
- | - | - | - | -
- | - | - | - | -
- | - | - | - | -
- | - | - | - | -
- | - | - | - | -
- | - | - | - | -
- | - | - | - | -
- | - | - | - | -
- | - | - | - | -
- | - | - | - | -
- | - | - | - | -
- | - | - | - | -
- | - | - | - | -
- | - | - | - | -
- | - | - | - | -
- | - | - | - | -
- | - | - | - | -
- | - | - | - | -
- | - | - | - | -
- | - | - | - | -
- | - | - | - | -
- | - | - | - | -
- | - | - | - | -
- | - | - | - | -
- | - | - | - | -
- | - | - | - | -
- | - | - | - | -
- | - | - | - | -
- | - | - | - | -
- | - | - | - | -
- | - | - | - | -
- | - | - | - | -
- | - | - | - | -
- | - | - | - | -
- | - | - | - | -
- | - | - | - | -
- | - | - | - | -
- | - | - | - | -
- | - | - | - | -
- | - | - | - | -
- | - | - | - | -
- | - | - | - | -
- | - | - | - | -
- | - | - | - | -
- | - | - | - | -
- | - | - | - | -
- | - | - | - | -
- | - | - | - | -
- | - | - | - | -
- | - | - | - | -
- | - | - | - | -
- | - | - | - | -
- | - | - | - | -
- | - | - | - | -
- | - | - | - | -
- | - | - | - | -
- | - | - | - | -
- | - | - | - | -
- | - | - | - | -
- | - | - | - | -
- | - | - | - | -
- | - | - | - | -
- | - | - | - | -
- | - | - | - | -
- | - | - | - | -
- | - | - | - | -
- | - | - | - | -
- | - | - | - | -
- | - | - | - | -
- | - | - | - | -
- | - | - | - | -
- | - | - | - | -
- | - | - | - | -
- | - | - | - | -
- | - | - | - | -
- | - | - | - | -
- | - | - | - | -
- | - | - | - | -
- | - | - | - | -
- | - | - | - | -
- | - | - | - | -
- | - | - | - | -
- | - | - | - | -
- | - | - | - | -
- | - | - | - | -
- | - | - | - | -
- | - | - | - | -
- | - | - | - | -
- | - | - | - | -
- | - | - | - | -
- | - | - | - | -
- | - | - | - | -
- | - | - | - | -
- | - | - | - | -
- | - | - | - | -
- | - | - | - | -
- | - | - | - | -
- | - | - | - | -
- | - | - | - | -
- | - | - | - | -
- | - | - | - | -
- | - | - | - | -
- | - | - | - | -
- | - | - | - | -
- | - | - | - | -
- | - | - | - | -
- | - | - | - | -
- | - | - | - | -
- | - | - | - | -
- | - | - | - | -
- | - | - | - | -
- | - | - | - | -
- | - | - | - | -
- | - | - | - | -
- | - | - | - | -
- | - | - | - | -
- | - | - | - | -
- | - | - | - | -
- | - | - | - | -
- | - | - | - | -
- | - | - | - | -
- | - | - | - | -
- | - | - | - | -
- | - | - | - | -
- | - | - | - | -
- | - | - | - | -
- | - | - | - | -
- | - | - | - | -
- | - | - | - | -
- | - | - | - | -
- | - | - | - | -
- | - | - | - | -
- | - | - | - | -
- | - | - | - | -
- | - | - | - | -
- | - | - | - | -
- | - | - | - | -
- | - | - | - | -
- | - | - | - | -
- | - | - | - | -
- | - | - | - | -
- | - | - | - | -
- | - | - | - | -
- | - | - | - | -
- | - | - | - | -
- | - | - | - | -
- | - | - | - | -
- | - | - | - | -
- | - | - | - | -
- | - | - | - | -
- | - | - | - | -
- | - | - | - | -
- | - | - | - | -
- | - | - | - | -
- | - | - | - | -
- | - | - | - | -
- | - | - | - | -
- | - | - | - | -
- | - | - | - | -
- | - | - | - | -
- | - | - | - | -
- | - | - | - | -
- | - | - | - | -
- | - | - | - | -
- | - | - | - | -
- | - | - | - | -
- | - | - | - | -
- | - | - | - | -
- | - | - | - | -
- | - | - | - | -
- | - | - | - | -
- | - | - | - | -
- | - | - | - | -
- | - | - | - | -
- | - | - | - | -
- | - | - | - | -
- | - | - | - | -
- | - | - | - | -
- | - | - | - | -
- | - | - | - | -
- | - | - | - | -
- | - | - | - | -
- | - | - | - | -
- | - | - | - | -
- | - | - | - | -
- | - | - | - | -
- | - | - | - | -
- | - | - | - | -
- | - | - | - | -
- | - | - | - | -
- | - | - | - | -
- | - | - | - | -
- | - | - | - | -
- | - | - | - | -
- | - | - | - | -
- | - | - | - | -
- | - | - | - | -
- | - | - | - | -
- | - | - | - | -
- | - | - | - | -
- | - | - | - | -
- | - | - | - | -
- | - | - | - | -
- | - | - | - | -
- | - | - | - | -
- | - | - | - | -
- | - | - | - | -
- | - | - | - | -
- | - | - | - | -
- | - | - | - | -
- | - | - | - | -
- | - | - | - | -
- | - | - | - | -
- | - | - | - | -
- | - | - | - | -
- | - | - | - | -
- | - | - | - | -
- | - | - | - | -
- | - | - | - | -
- | - | - | - | -
- | - | - | - | -
- | - | - | - | -
- | - | - | - | -
- | - | - | - | -
- | - | - | - | -
- | - | - | - | -
- | - | - | - | -
- | - | - | - | -
- | - | - | - | -
- | - | - | - | -
- | - | - | - | -
- | - | - | - | -
- | - | - | - | -
- | - | - | - | -
- | - | - | - | -
- | - | - | - | -
- | - | - | - | -
- | - | - | - | -
- | - | - | - | -
- | - | - | - | -
- | - | - | - | -
- | - | - | - | -
- | - | - | - | -
- | - | - | - | -
- | - | - | - | -
- | - | - | - | -
- | - | - | - | -
- | - | - | - | -
- | - | - | - | -
- | - | - | - | -

## 2.5_Rebasing_4
Network Asset Risk Workbook
Sheet: 2.2 Rebasing 4
Sector: ET
Network: SHET
Version 8 - Dated 03 Feb 2022
Price base (unless stated): 2018/19
Error Checks: OK
- | - | - | - | - |  | -
2.2 Rebasing 4
Number of records |  | 28 | OK
Details of update
Reason for update:
Date submitted:
Data approved:
Project/Asset Category Detail |  |  |  |  | Network Risk Output (R£m)
Sector | Network | Scheme/Asset Category | Funding Category | Risk Sub-Cat | Original FD | Restated Monetised Risk Output
ET | SHET | SHNLT200 | A1 | OT | 325.5768
ET | SHET | SHNLT201 | A1 | OT | 69.1048
ET | SHET | SHNLT2010 | A1 | TX | 121.0412
ET | SHET | SHNLT2011 | A1 | OC | 0.43854
ET | SHET | SHNLT2012 | A1 | CB | 202.7877
ET | SHET | SHNLT2014 | A1 | TX | 24.0575
ET | SHET | SHNLT2016 | A1 | TX | 15.402
ET | SHET | SHNLT2017 | A1 | TX | 29.1952
ET | SHET | SHNLT2018 | A1 | OT | 613.2871
ET | SHET | SHNLT2019 | A1 | TX | 42.0961
ET | SHET | SHNLT202 | A1 | OT | 254.4499
ET | SHET | SHNLT2020 | A1 | TX | 21.2504
ET | SHET | SHNLT2021 | A1 | TX | 233.8198
ET | SHET | SHNLT2022 | A1 | CB | 1.5818
ET | SHET | SHNLT2023 | A1 | TX | 19.272
ET | SHET | SHNLT2024 | A1 | TX | 0.92649
ET | SHET | SHNLT2025 | A1 | UC | 267.5077
ET | SHET | SHNLT2027 | A1 | UC | 151.0453
ET | SHET | SHNLT2028 | A1 | OF | 6318.9205
ET | SHET | SHNLT203 | A1 | OF | 58.2754
ET | SHET | SHNLT204 | A1 | TX | 11.7283
ET | SHET | SHNLT205 | A1 | OC | 5.7547
ET | SHET | SHNLT207 | A1 | TX | 14.6735
ET | SHET | SHNLT208 | A1 | TX | 18.893
ET | SHET | SHNLT209 | A1 | TX | 12.2744
ET | SHET | SHNLT2013 | A3 | OC | -15.581
ET | SHET | SHNLT2031 | A3 | UC | -35.871
ET | SHET | SHNLT2015 | - | -
- | - | - | - | -
- | - | - | - | -
- | - | - | - | -
- | - | - | - | -
- | - | - | - | -
- | - | - | - | -
- | - | - | - | -
- | - | - | - | -
- | - | - | - | -
- | - | - | - | -
- | - | - | - | -
- | - | - | - | -
- | - | - | - | -
- | - | - | - | -
- | - | - | - | -
- | - | - | - | -
- | - | - | - | -
- | - | - | - | -
- | - | - | - | -
- | - | - | - | -
- | - | - | - | -
- | - | - | - | -
- | - | - | - | -
- | - | - | - | -
- | - | - | - | -
- | - | - | - | -
- | - | - | - | -
- | - | - | - | -
- | - | - | - | -
- | - | - | - | -
- | - | - | - | -
- | - | - | - | -
- | - | - | - | -
- | - | - | - | -
- | - | - | - | -
- | - | - | - | -
- | - | - | - | -
- | - | - | - | -
- | - | - | - | -
- | - | - | - | -
- | - | - | - | -
- | - | - | - | -
- | - | - | - | -
- | - | - | - | -
- | - | - | - | -
- | - | - | - | -
- | - | - | - | -
- | - | - | - | -
- | - | - | - | -
- | - | - | - | -
- | - | - | - | -
- | - | - | - | -
- | - | - | - | -
- | - | - | - | -
- | - | - | - | -
- | - | - | - | -
- | - | - | - | -
- | - | - | - | -
- | - | - | - | -
- | - | - | - | -
- | - | - | - | -
- | - | - | - | -
- | - | - | - | -
- | - | - | - | -
- | - | - | - | -
- | - | - | - | -
- | - | - | - | -
- | - | - | - | -
- | - | - | - | -
- | - | - | - | -
- | - | - | - | -
- | - | - | - | -
- | - | - | - | -
- | - | - | - | -
- | - | - | - | -
- | - | - | - | -
- | - | - | - | -
- | - | - | - | -
- | - | - | - | -
- | - | - | - | -
- | - | - | - | -
- | - | - | - | -
- | - | - | - | -
- | - | - | - | -
- | - | - | - | -
- | - | - | - | -
- | - | - | - | -
- | - | - | - | -
- | - | - | - | -
- | - | - | - | -
- | - | - | - | -
- | - | - | - | -
- | - | - | - | -
- | - | - | - | -
- | - | - | - | -
- | - | - | - | -
- | - | - | - | -
- | - | - | - | -
- | - | - | - | -
- | - | - | - | -
- | - | - | - | -
- | - | - | - | -
- | - | - | - | -
- | - | - | - | -
- | - | - | - | -
- | - | - | - | -
- | - | - | - | -
- | - | - | - | -
- | - | - | - | -
- | - | - | - | -
- | - | - | - | -
- | - | - | - | -
- | - | - | - | -
- | - | - | - | -
- | - | - | - | -
- | - | - | - | -
- | - | - | - | -
- | - | - | - | -
- | - | - | - | -
- | - | - | - | -
- | - | - | - | -
- | - | - | - | -
- | - | - | - | -
- | - | - | - | -
- | - | - | - | -
- | - | - | - | -
- | - | - | - | -
- | - | - | - | -
- | - | - | - | -
- | - | - | - | -
- | - | - | - | -
- | - | - | - | -
- | - | - | - | -
- | - | - | - | -
- | - | - | - | -
- | - | - | - | -
- | - | - | - | -
- | - | - | - | -
- | - | - | - | -
- | - | - | - | -
- | - | - | - | -
- | - | - | - | -
- | - | - | - | -
- | - | - | - | -
- | - | - | - | -
- | - | - | - | -
- | - | - | - | -
- | - | - | - | -
- | - | - | - | -
- | - | - | - | -
- | - | - | - | -
- | - | - | - | -
- | - | - | - | -
- | - | - | - | -
- | - | - | - | -
- | - | - | - | -
- | - | - | - | -
- | - | - | - | -
- | - | - | - | -
- | - | - | - | -
- | - | - | - | -
- | - | - | - | -
- | - | - | - | -
- | - | - | - | -
- | - | - | - | -
- | - | - | - | -
- | - | - | - | -
- | - | - | - | -
- | - | - | - | -
- | - | - | - | -
- | - | - | - | -
- | - | - | - | -
- | - | - | - | -
- | - | - | - | -
- | - | - | - | -
- | - | - | - | -
- | - | - | - | -
- | - | - | - | -
- | - | - | - | -
- | - | - | - | -
- | - | - | - | -
- | - | - | - | -
- | - | - | - | -
- | - | - | - | -
- | - | - | - | -
- | - | - | - | -
- | - | - | - | -
- | - | - | - | -
- | - | - | - | -
- | - | - | - | -
- | - | - | - | -
- | - | - | - | -
- | - | - | - | -
- | - | - | - | -
- | - | - | - | -
- | - | - | - | -
- | - | - | - | -
- | - | - | - | -
- | - | - | - | -
- | - | - | - | -
- | - | - | - | -
- | - | - | - | -
- | - | - | - | -
- | - | - | - | -
- | - | - | - | -
- | - | - | - | -
- | - | - | - | -
- | - | - | - | -
- | - | - | - | -
- | - | - | - | -
- | - | - | - | -
- | - | - | - | -
- | - | - | - | -
- | - | - | - | -
- | - | - | - | -
- | - | - | - | -
- | - | - | - | -
- | - | - | - | -
- | - | - | - | -
- | - | - | - | -
- | - | - | - | -
- | - | - | - | -
- | - | - | - | -
- | - | - | - | -
- | - | - | - | -
- | - | - | - | -
- | - | - | - | -
- | - | - | - | -
- | - | - | - | -
- | - | - | - | -
- | - | - | - | -
- | - | - | - | -
- | - | - | - | -
- | - | - | - | -
- | - | - | - | -
- | - | - | - | -
- | - | - | - | -
- | - | - | - | -
- | - | - | - | -
- | - | - | - | -
- | - | - | - | -
- | - | - | - | -
- | - | - | - | -
- | - | - | - | -
- | - | - | - | -
- | - | - | - | -
- | - | - | - | -
- | - | - | - | -
- | - | - | - | -
- | - | - | - | -
- | - | - | - | -
- | - | - | - | -
- | - | - | - | -
- | - | - | - | -
- | - | - | - | -
- | - | - | - | -
- | - | - | - | -
- | - | - | - | -
- | - | - | - | -
- | - | - | - | -
- | - | - | - | -
- | - | - | - | -
- | - | - | - | -
- | - | - | - | -
- | - | - | - | -
- | - | - | - | -
- | - | - | - | -
- | - | - | - | -
- | - | - | - | -
- | - | - | - | -
- | - | - | - | -
- | - | - | - | -
- | - | - | - | -
- | - | - | - | -
- | - | - | - | -
- | - | - | - | -
- | - | - | - | -
- | - | - | - | -
- | - | - | - | -
- | - | - | - | -
- | - | - | - | -
- | - | - | - | -
- | - | - | - | -
- | - | - | - | -
- | - | - | - | -
- | - | - | - | -
- | - | - | - | -
- | - | - | - | -
- | - | - | - | -
- | - | - | - | -
- | - | - | - | -
- | - | - | - | -
- | - | - | - | -
- | - | - | - | -
- | - | - | - | -
- | - | - | - | -
- | - | - | - | -
- | - | - | - | -
- | - | - | - | -
- | - | - | - | -
- | - | - | - | -
- | - | - | - | -
- | - | - | - | -
- | - | - | - | -
- | - | - | - | -
- | - | - | - | -
- | - | - | - | -
- | - | - | - | -
- | - | - | - | -
- | - | - | - | -
- | - | - | - | -
- | - | - | - | -
- | - | - | - | -
- | - | - | - | -
- | - | - | - | -
- | - | - | - | -
- | - | - | - | -
- | - | - | - | -
- | - | - | - | -
- | - | - | - | -
- | - | - | - | -
- | - | - | - | -
- | - | - | - | -
- | - | - | - | -
- | - | - | - | -
- | - | - | - | -
- | - | - | - | -
- | - | - | - | -
- | - | - | - | -
- | - | - | - | -
- | - | - | - | -
- | - | - | - | -
- | - | - | - | -
- | - | - | - | -
- | - | - | - | -
- | - | - | - | -
- | - | - | - | -
- | - | - | - | -
- | - | - | - | -
- | - | - | - | -
- | - | - | - | -
- | - | - | - | -
- | - | - | - | -
- | - | - | - | -
- | - | - | - | -
- | - | - | - | -
- | - | - | - | -
- | - | - | - | -
- | - | - | - | -
- | - | - | - | -
- | - | - | - | -
- | - | - | - | -
- | - | - | - | -
- | - | - | - | -
- | - | - | - | -
- | - | - | - | -
- | - | - | - | -
- | - | - | - | -
- | - | - | - | -
- | - | - | - | -
- | - | - | - | -
- | - | - | - | -
- | - | - | - | -
- | - | - | - | -
- | - | - | - | -
- | - | - | - | -
- | - | - | - | -
- | - | - | - | -
- | - | - | - | -
- | - | - | - | -
- | - | - | - | -
- | - | - | - | -
- | - | - | - | -
- | - | - | - | -
- | - | - | - | -
- | - | - | - | -
- | - | - | - | -
- | - | - | - | -
- | - | - | - | -
- | - | - | - | -
- | - | - | - | -
- | - | - | - | -
- | - | - | - | -
- | - | - | - | -
- | - | - | - | -
- | - | - | - | -
- | - | - | - | -
- | - | - | - | -
- | - | - | - | -
- | - | - | - | -
- | - | - | - | -
- | - | - | - | -
- | - | - | - | -
- | - | - | - | -
- | - | - | - | -
- | - | - | - | -
- | - | - | - | -
- | - | - | - | -
- | - | - | - | -
- | - | - | - | -
- | - | - | - | -
- | - | - | - | -
- | - | - | - | -
- | - | - | - | -
- | - | - | - | -
- | - | - | - | -
- | - | - | - | -
- | - | - | - | -
- | - | - | - | -
- | - | - | - | -
- | - | - | - | -
- | - | - | - | -
- | - | - | - | -
- | - | - | - | -
- | - | - | - | -
- | - | - | - | -
- | - | - | - | -
- | - | - | - | -
- | - | - | - | -
- | - | - | - | -
- | - | - | - | -
- | - | - | - | -
- | - | - | - | -
- | - | - | - | -
- | - | - | - | -
- | - | - | - | -
- | - | - | - | -
- | - | - | - | -
- | - | - | - | -
- | - | - | - | -
- | - | - | - | -
- | - | - | - | -
- | - | - | - | -
- | - | - | - | -
- | - | - | - | -
- | - | - | - | -
- | - | - | - | -
- | - | - | - | -
- | - | - | - | -
- | - | - | - | -
- | - | - | - | -
- | - | - | - | -
- | - | - | - | -
- | - | - | - | -
- | - | - | - | -
- | - | - | - | -
- | - | - | - | -
- | - | - | - | -
- | - | - | - | -
- | - | - | - | -
- | - | - | - | -
- | - | - | - | -
- | - | - | - | -
- | - | - | - | -
- | - | - | - | -

## 2.6_Rebasing_5
Network Asset Risk Workbook
Sheet: 2.2 Rebasing 5
Sector: ET
Network: SHET
Version 8 - Dated 03 Feb 2022
Price base (unless stated): 2018/19
Error Checks: OK
- | - | - | - | - |  | -
2.2 Rebasing 5
Number of records |  | 28 | OK
Details of update
Reason for update:
Date submitted:
Data approved:
Project/Asset Category Detail |  |  |  |  | Network Risk Output (R£m)
Sector | Network | Scheme/Asset Category | Funding Category | Risk Sub-Cat | Original FD | Restated Monetised Risk Output
ET | SHET | SHNLT200 | A1 | OT | 325.5768
ET | SHET | SHNLT201 | A1 | OT | 69.1048
ET | SHET | SHNLT2010 | A1 | TX | 121.0412
ET | SHET | SHNLT2011 | A1 | OC | 0.43854
ET | SHET | SHNLT2012 | A1 | CB | 202.7877
ET | SHET | SHNLT2014 | A1 | TX | 24.0575
ET | SHET | SHNLT2016 | A1 | TX | 15.402
ET | SHET | SHNLT2017 | A1 | TX | 29.1952
ET | SHET | SHNLT2018 | A1 | OT | 613.2871
ET | SHET | SHNLT2019 | A1 | TX | 42.0961
ET | SHET | SHNLT202 | A1 | OT | 254.4499
ET | SHET | SHNLT2020 | A1 | TX | 21.2504
ET | SHET | SHNLT2021 | A1 | TX | 233.8198
ET | SHET | SHNLT2022 | A1 | CB | 1.5818
ET | SHET | SHNLT2023 | A1 | TX | 19.272
ET | SHET | SHNLT2024 | A1 | TX | 0.92649
ET | SHET | SHNLT2025 | A1 | UC | 267.5077
ET | SHET | SHNLT2027 | A1 | UC | 151.0453
ET | SHET | SHNLT2028 | A1 | OF | 6318.9205
ET | SHET | SHNLT203 | A1 | OF | 58.2754
ET | SHET | SHNLT204 | A1 | TX | 11.7283
ET | SHET | SHNLT205 | A1 | OC | 5.7547
ET | SHET | SHNLT207 | A1 | TX | 14.6735
ET | SHET | SHNLT208 | A1 | TX | 18.893
ET | SHET | SHNLT209 | A1 | TX | 12.2744
ET | SHET | SHNLT2013 | A3 | OC | -15.581
ET | SHET | SHNLT2031 | A3 | UC | -35.871
ET | SHET | SHNLT2015 | - | -
- | - | - | - | -
- | - | - | - | -
- | - | - | - | -
- | - | - | - | -
- | - | - | - | -
- | - | - | - | -
- | - | - | - | -
- | - | - | - | -
- | - | - | - | -
- | - | - | - | -
- | - | - | - | -
- | - | - | - | -
- | - | - | - | -
- | - | - | - | -
- | - | - | - | -
- | - | - | - | -
- | - | - | - | -
- | - | - | - | -
- | - | - | - | -
- | - | - | - | -
- | - | - | - | -
- | - | - | - | -
- | - | - | - | -
- | - | - | - | -
- | - | - | - | -
- | - | - | - | -
- | - | - | - | -
- | - | - | - | -
- | - | - | - | -
- | - | - | - | -
- | - | - | - | -
- | - | - | - | -
- | - | - | - | -
- | - | - | - | -
- | - | - | - | -
- | - | - | - | -
- | - | - | - | -
- | - | - | - | -
- | - | - | - | -
- | - | - | - | -
- | - | - | - | -
- | - | - | - | -
- | - | - | - | -
- | - | - | - | -
- | - | - | - | -
- | - | - | - | -
- | - | - | - | -
- | - | - | - | -
- | - | - | - | -
- | - | - | - | -
- | - | - | - | -
- | - | - | - | -
- | - | - | - | -
- | - | - | - | -
- | - | - | - | -
- | - | - | - | -
- | - | - | - | -
- | - | - | - | -
- | - | - | - | -
- | - | - | - | -
- | - | - | - | -
- | - | - | - | -
- | - | - | - | -
- | - | - | - | -
- | - | - | - | -
- | - | - | - | -
- | - | - | - | -
- | - | - | - | -
- | - | - | - | -
- | - | - | - | -
- | - | - | - | -
- | - | - | - | -
- | - | - | - | -
- | - | - | - | -
- | - | - | - | -
- | - | - | - | -
- | - | - | - | -
- | - | - | - | -
- | - | - | - | -
- | - | - | - | -
- | - | - | - | -
- | - | - | - | -
- | - | - | - | -
- | - | - | - | -
- | - | - | - | -
- | - | - | - | -
- | - | - | - | -
- | - | - | - | -
- | - | - | - | -
- | - | - | - | -
- | - | - | - | -
- | - | - | - | -
- | - | - | - | -
- | - | - | - | -
- | - | - | - | -
- | - | - | - | -
- | - | - | - | -
- | - | - | - | -
- | - | - | - | -
- | - | - | - | -
- | - | - | - | -
- | - | - | - | -
- | - | - | - | -
- | - | - | - | -
- | - | - | - | -
- | - | - | - | -
- | - | - | - | -
- | - | - | - | -
- | - | - | - | -
- | - | - | - | -
- | - | - | - | -
- | - | - | - | -
- | - | - | - | -
- | - | - | - | -
- | - | - | - | -
- | - | - | - | -
- | - | - | - | -
- | - | - | - | -
- | - | - | - | -
- | - | - | - | -
- | - | - | - | -
- | - | - | - | -
- | - | - | - | -
- | - | - | - | -
- | - | - | - | -
- | - | - | - | -
- | - | - | - | -
- | - | - | - | -
- | - | - | - | -
- | - | - | - | -
- | - | - | - | -
- | - | - | - | -
- | - | - | - | -
- | - | - | - | -
- | - | - | - | -
- | - | - | - | -
- | - | - | - | -
- | - | - | - | -
- | - | - | - | -
- | - | - | - | -
- | - | - | - | -
- | - | - | - | -
- | - | - | - | -
- | - | - | - | -
- | - | - | - | -
- | - | - | - | -
- | - | - | - | -
- | - | - | - | -
- | - | - | - | -
- | - | - | - | -
- | - | - | - | -
- | - | - | - | -
- | - | - | - | -
- | - | - | - | -
- | - | - | - | -
- | - | - | - | -
- | - | - | - | -
- | - | - | - | -
- | - | - | - | -
- | - | - | - | -
- | - | - | - | -
- | - | - | - | -
- | - | - | - | -
- | - | - | - | -
- | - | - | - | -
- | - | - | - | -
- | - | - | - | -
- | - | - | - | -
- | - | - | - | -
- | - | - | - | -
- | - | - | - | -
- | - | - | - | -
- | - | - | - | -
- | - | - | - | -
- | - | - | - | -
- | - | - | - | -
- | - | - | - | -
- | - | - | - | -
- | - | - | - | -
- | - | - | - | -
- | - | - | - | -
- | - | - | - | -
- | - | - | - | -
- | - | - | - | -
- | - | - | - | -
- | - | - | - | -
- | - | - | - | -
- | - | - | - | -
- | - | - | - | -
- | - | - | - | -
- | - | - | - | -
- | - | - | - | -
- | - | - | - | -
- | - | - | - | -
- | - | - | - | -
- | - | - | - | -
- | - | - | - | -
- | - | - | - | -
- | - | - | - | -
- | - | - | - | -
- | - | - | - | -
- | - | - | - | -
- | - | - | - | -
- | - | - | - | -
- | - | - | - | -
- | - | - | - | -
- | - | - | - | -
- | - | - | - | -
- | - | - | - | -
- | - | - | - | -
- | - | - | - | -
- | - | - | - | -
- | - | - | - | -
- | - | - | - | -
- | - | - | - | -
- | - | - | - | -
- | - | - | - | -
- | - | - | - | -
- | - | - | - | -
- | - | - | - | -
- | - | - | - | -
- | - | - | - | -
- | - | - | - | -
- | - | - | - | -
- | - | - | - | -
- | - | - | - | -
- | - | - | - | -
- | - | - | - | -
- | - | - | - | -
- | - | - | - | -
- | - | - | - | -
- | - | - | - | -
- | - | - | - | -
- | - | - | - | -
- | - | - | - | -
- | - | - | - | -
- | - | - | - | -
- | - | - | - | -
- | - | - | - | -
- | - | - | - | -
- | - | - | - | -
- | - | - | - | -
- | - | - | - | -
- | - | - | - | -
- | - | - | - | -
- | - | - | - | -
- | - | - | - | -
- | - | - | - | -
- | - | - | - | -
- | - | - | - | -
- | - | - | - | -
- | - | - | - | -
- | - | - | - | -
- | - | - | - | -
- | - | - | - | -
- | - | - | - | -
- | - | - | - | -
- | - | - | - | -
- | - | - | - | -
- | - | - | - | -
- | - | - | - | -
- | - | - | - | -
- | - | - | - | -
- | - | - | - | -
- | - | - | - | -
- | - | - | - | -
- | - | - | - | -
- | - | - | - | -
- | - | - | - | -
- | - | - | - | -
- | - | - | - | -
- | - | - | - | -
- | - | - | - | -
- | - | - | - | -
- | - | - | - | -
- | - | - | - | -
- | - | - | - | -
- | - | - | - | -
- | - | - | - | -
- | - | - | - | -
- | - | - | - | -
- | - | - | - | -
- | - | - | - | -
- | - | - | - | -
- | - | - | - | -
- | - | - | - | -
- | - | - | - | -
- | - | - | - | -
- | - | - | - | -
- | - | - | - | -
- | - | - | - | -
- | - | - | - | -
- | - | - | - | -
- | - | - | - | -
- | - | - | - | -
- | - | - | - | -
- | - | - | - | -
- | - | - | - | -
- | - | - | - | -
- | - | - | - | -
- | - | - | - | -
- | - | - | - | -
- | - | - | - | -
- | - | - | - | -
- | - | - | - | -
- | - | - | - | -
- | - | - | - | -
- | - | - | - | -
- | - | - | - | -
- | - | - | - | -
- | - | - | - | -
- | - | - | - | -
- | - | - | - | -
- | - | - | - | -
- | - | - | - | -
- | - | - | - | -
- | - | - | - | -
- | - | - | - | -
- | - | - | - | -
- | - | - | - | -
- | - | - | - | -
- | - | - | - | -
- | - | - | - | -
- | - | - | - | -
- | - | - | - | -
- | - | - | - | -
- | - | - | - | -
- | - | - | - | -
- | - | - | - | -
- | - | - | - | -
- | - | - | - | -
- | - | - | - | -
- | - | - | - | -
- | - | - | - | -
- | - | - | - | -
- | - | - | - | -
- | - | - | - | -
- | - | - | - | -
- | - | - | - | -
- | - | - | - | -
- | - | - | - | -
- | - | - | - | -
- | - | - | - | -
- | - | - | - | -
- | - | - | - | -
- | - | - | - | -
- | - | - | - | -
- | - | - | - | -
- | - | - | - | -
- | - | - | - | -
- | - | - | - | -
- | - | - | - | -
- | - | - | - | -
- | - | - | - | -
- | - | - | - | -
- | - | - | - | -
- | - | - | - | -
- | - | - | - | -
- | - | - | - | -
- | - | - | - | -
- | - | - | - | -
- | - | - | - | -
- | - | - | - | -
- | - | - | - | -
- | - | - | - | -
- | - | - | - | -
- | - | - | - | -
- | - | - | - | -
- | - | - | - | -
- | - | - | - | -
- | - | - | - | -
- | - | - | - | -
- | - | - | - | -
- | - | - | - | -
- | - | - | - | -
- | - | - | - | -
- | - | - | - | -
- | - | - | - | -
- | - | - | - | -
- | - | - | - | -
- | - | - | - | -
- | - | - | - | -
- | - | - | - | -
- | - | - | - | -
- | - | - | - | -
- | - | - | - | -
- | - | - | - | -
- | - | - | - | -
- | - | - | - | -
- | - | - | - | -
- | - | - | - | -
- | - | - | - | -
- | - | - | - | -
- | - | - | - | -
- | - | - | - | -
- | - | - | - | -
- | - | - | - | -
- | - | - | - | -
- | - | - | - | -
- | - | - | - | -
- | - | - | - | -
- | - | - | - | -
- | - | - | - | -
- | - | - | - | -
- | - | - | - | -
- | - | - | - | -
- | - | - | - | -
- | - | - | - | -
- | - | - | - | -
- | - | - | - | -
- | - | - | - | -
- | - | - | - | -
- | - | - | - | -
- | - | - | - | -
- | - | - | - | -
- | - | - | - | -
- | - | - | - | -
- | - | - | - | -
- | - | - | - | -
- | - | - | - | -
- | - | - | - | -
- | - | - | - | -
- | - | - | - | -
- | - | - | - | -
- | - | - | - | -
- | - | - | - | -
- | - | - | - | -
- | - | - | - | -
- | - | - | - | -
- | - | - | - | -
- | - | - | - | -
- | - | - | - | -
- | - | - | - | -
- | - | - | - | -
- | - | - | - | -
- | - | - | - | -
- | - | - | - | -
- | - | - | - | -
- | - | - | - | -
- | - | - | - | -
- | - | - | - | -
- | - | - | - | -
- | - | - | - | -
- | - | - | - | -
- | - | - | - | -
- | - | - | - | -
- | - | - | - | -
- | - | - | - | -
- | - | - | - | -
- | - | - | - | -
- | - | - | - | -
- | - | - | - | -
- | - | - | - | -
- | - | - | - | -
- | - | - | - | -

## 3_Intervention_Volumes
Network Asset Risk Workbook
Sheet: 3 Final Determinations Intervention Volumes
Sector: ET
Network: SHET
Version 8 - Dated 03 Feb 2022
Price base (unless stated): 2018/19
Error Checks: OK
- | - | - | - | - |  | - | - | - | - | - | - | - | - | - | - | - | - | - | - | - | - | - | - | - | - |  |  | - | - | - | - | - | - | - | - | - | - | - | - | - | - | - | - | - | - | - |  |  | - | - | - | - | - | - | - | - | - | - | - | - | - | - | - | - | - | - | -
3 Final Determinations Intervention Volumes
Number of records |  | 28 | OK
Project/Asset Category Detail |  |  |  |  | Asset Category Intervention Volumes - Final Determinations
[5 empty] | GD/GT |  | ET 132kV_Replace_Addition | [6 empty] | ET 275kV_Replace_Addition | [6 empty] | ET 400kV_Replace_Addition | [6 empty] | ET 132kV_Replace_Disposal | [6 empty] | ET 275kV_Replace_Disposal | [6 empty] | ET 400kV_Replace_Disposal | [6 empty] | ET 132kV_Refurb | [6 empty] | ET 275kV_Refurb | [6 empty] | ET 400kV_Refurb
Sector | Network | Scheme/Asset Category | Funding Category | Risk Sub-Cat | Unit | Intervention volumes | Circuit Breaker | OHL Fittings | OHL Conductor | OHL Tower | Reactor | Transformer | Underground Cable | Circuit Breaker | OHL Fittings | OHL Conductor | OHL Tower | Reactor | Transformer | Underground Cable | Circuit Breaker | OHL Fittings | OHL Conductor | OHL Tower | Reactor | Transformer | Underground Cable | Circuit Breaker | OHL Fittings | OHL Conductor | OHL Tower | Reactor | Transformer | Underground Cable | Circuit Breaker | OHL Fittings | OHL Conductor | OHL Tower | Reactor | Transformer | Underground Cable | Circuit Breaker | OHL Fittings | OHL Conductor | OHL Tower | Reactor | Transformer | Underground Cable | Circuit Breaker | OHL Fittings | OHL Conductor | OHL Tower | Reactor | Transformer | Underground Cable | Circuit Breaker | OHL Fittings | OHL Conductor | OHL Tower | Reactor | Transformer | Underground Cable | Circuit Breaker | OHL Fittings | OHL Conductor | OHL Tower | Reactor | Transformer | Underground Cable
[7 empty] | # | # | km | # | # | # | km | # | # | km | # | # | # | km | # | # | km | # | # | # | km | # | # | km | # | # | # | km | # | # | km | # | # | # | km | # | # | km | # | # | # | km | # | # | km | # | # | # | km | # | # | km | # | # | # | km | # | # | km | # | # | # | km
ET | SHET | SHNLT200 | A1 | OT | Redacted | Redacted | Redacted | Redacted | Redacted | Redacted | Redacted | Redacted | Redacted | Redacted | Redacted | Redacted | Redacted | Redacted | Redacted | Redacted | Redacted | Redacted | Redacted | Redacted | Redacted | Redacted | Redacted | Redacted | Redacted | Redacted | Redacted | Redacted | Redacted | Redacted | Redacted | Redacted | Redacted | Redacted | Redacted | Redacted | Redacted | Redacted | Redacted | Redacted | Redacted | Redacted | Redacted | Redacted | Redacted | Redacted | Redacted | Redacted | Redacted | Redacted | Redacted | Redacted | Redacted | Redacted | Redacted | Redacted | Redacted | Redacted | Redacted | Redacted | Redacted | Redacted | Redacted | Redacted | Redacted
ET | SHET | SHNLT201 | A1 | OT | Redacted | Redacted | Redacted | Redacted | Redacted | Redacted | Redacted | Redacted | Redacted | Redacted | Redacted | Redacted | Redacted | Redacted | Redacted | Redacted | Redacted | Redacted | Redacted | Redacted | Redacted | Redacted | Redacted | Redacted | Redacted | Redacted | Redacted | Redacted | Redacted | Redacted | Redacted | Redacted | Redacted | Redacted | Redacted | Redacted | Redacted | Redacted | Redacted | Redacted | Redacted | Redacted | Redacted | Redacted | Redacted | Redacted | Redacted | Redacted | Redacted | Redacted | Redacted | Redacted | Redacted | Redacted | Redacted | Redacted | Redacted | Redacted | Redacted | Redacted | Redacted | Redacted | Redacted | Redacted | Redacted
ET | SHET | SHNLT2010 | A1 | TX | Redacted | Redacted | Redacted | Redacted | Redacted | Redacted | Redacted | Redacted | Redacted | Redacted | Redacted | Redacted | Redacted | Redacted | Redacted | Redacted | Redacted | Redacted | Redacted | Redacted | Redacted | Redacted | Redacted | Redacted | Redacted | Redacted | Redacted | Redacted | Redacted | Redacted | Redacted | Redacted | Redacted | Redacted | Redacted | Redacted | Redacted | Redacted | Redacted | Redacted | Redacted | Redacted | Redacted | Redacted | Redacted | Redacted | Redacted | Redacted | Redacted | Redacted | Redacted | Redacted | Redacted | Redacted | Redacted | Redacted | Redacted | Redacted | Redacted | Redacted | Redacted | Redacted | Redacted | Redacted | Redacted
ET | SHET | SHNLT2011 | A1 | OC | Redacted | Redacted | Redacted | Redacted | Redacted | Redacted | Redacted | Redacted | Redacted | Redacted | Redacted | Redacted | Redacted | Redacted | Redacted | Redacted | Redacted | Redacted | Redacted | Redacted | Redacted | Redacted | Redacted | Redacted | Redacted | Redacted | Redacted | Redacted | Redacted | Redacted | Redacted | Redacted | Redacted | Redacted | Redacted | Redacted | Redacted | Redacted | Redacted | Redacted | Redacted | Redacted | Redacted | Redacted | Redacted | Redacted | Redacted | Redacted | Redacted | Redacted | Redacted | Redacted | Redacted | Redacted | Redacted | Redacted | Redacted | Redacted | Redacted | Redacted | Redacted | Redacted | Redacted | Redacted | Redacted
ET | SHET | SHNLT2012 | A1 | CB | Redacted | Redacted | Redacted | Redacted | Redacted | Redacted | Redacted | Redacted | Redacted | Redacted | Redacted | Redacted | Redacted | Redacted | Redacted | Redacted | Redacted | Redacted | Redacted | Redacted | Redacted | Redacted | Redacted | Redacted | Redacted | Redacted | Redacted | Redacted | Redacted | Redacted | Redacted | Redacted | Redacted | Redacted | Redacted | Redacted | Redacted | Redacted | Redacted | Redacted | Redacted | Redacted | Redacted | Redacted | Redacted | Redacted | Redacted | Redacted | Redacted | Redacted | Redacted | Redacted | Redacted | Redacted | Redacted | Redacted | Redacted | Redacted | Redacted | Redacted | Redacted | Redacted | Redacted | Redacted | Redacted
ET | SHET | SHNLT2014 | A1 | TX | Redacted | Redacted | Redacted | Redacted | Redacted | Redacted | Redacted | Redacted | Redacted | Redacted | Redacted | Redacted | Redacted | Redacted | Redacted | Redacted | Redacted | Redacted | Redacted | Redacted | Redacted | Redacted | Redacted | Redacted | Redacted | Redacted | Redacted | Redacted | Redacted | Redacted | Redacted | Redacted | Redacted | Redacted | Redacted | Redacted | Redacted | Redacted | Redacted | Redacted | Redacted | Redacted | Redacted | Redacted | Redacted | Redacted | Redacted | Redacted | Redacted | Redacted | Redacted | Redacted | Redacted | Redacted | Redacted | Redacted | Redacted | Redacted | Redacted | Redacted | Redacted | Redacted | Redacted | Redacted | Redacted
ET | SHET | SHNLT2016 | A1 | TX | Redacted | Redacted | Redacted | Redacted | Redacted | Redacted | Redacted | Redacted | Redacted | Redacted | Redacted | Redacted | Redacted | Redacted | Redacted | Redacted | Redacted | Redacted | Redacted | Redacted | Redacted | Redacted | Redacted | Redacted | Redacted | Redacted | Redacted | Redacted | Redacted | Redacted | Redacted | Redacted | Redacted | Redacted | Redacted | Redacted | Redacted | Redacted | Redacted | Redacted | Redacted | Redacted | Redacted | Redacted | Redacted | Redacted | Redacted | Redacted | Redacted | Redacted | Redacted | Redacted | Redacted | Redacted | Redacted | Redacted | Redacted | Redacted | Redacted | Redacted | Redacted | Redacted | Redacted | Redacted | Redacted
ET | SHET | SHNLT2017 | A1 | TX | Redacted | Redacted | Redacted | Redacted | Redacted | Redacted | Redacted | Redacted | Redacted | Redacted | Redacted | Redacted | Redacted | Redacted | Redacted | Redacted | Redacted | Redacted | Redacted | Redacted | Redacted | Redacted | Redacted | Redacted | Redacted | Redacted | Redacted | Redacted | Redacted | Redacted | Redacted | Redacted | Redacted | Redacted | Redacted | Redacted | Redacted | Redacted | Redacted | Redacted | Redacted | Redacted | Redacted | Redacted | Redacted | Redacted | Redacted | Redacted | Redacted | Redacted | Redacted | Redacted | Redacted | Redacted | Redacted | Redacted | Redacted | Redacted | Redacted | Redacted | Redacted | Redacted | Redacted | Redacted | Redacted
ET | SHET | SHNLT2018 | A1 | OT | Redacted | Redacted | Redacted | Redacted | Redacted | Redacted | Redacted | Redacted | Redacted | Redacted | Redacted | Redacted | Redacted | Redacted | Redacted | Redacted | Redacted | Redacted | Redacted | Redacted | Redacted | Redacted | Redacted | Redacted | Redacted | Redacted | Redacted | Redacted | Redacted | Redacted | Redacted | Redacted | Redacted | Redacted | Redacted | Redacted | Redacted | Redacted | Redacted | Redacted | Redacted | Redacted | Redacted | Redacted | Redacted | Redacted | Redacted | Redacted | Redacted | Redacted | Redacted | Redacted | Redacted | Redacted | Redacted | Redacted | Redacted | Redacted | Redacted | Redacted | Redacted | Redacted | Redacted | Redacted | Redacted
ET | SHET | SHNLT2019 | A1 | TX | Redacted | Redacted | Redacted | Redacted | Redacted | Redacted | Redacted | Redacted | Redacted | Redacted | Redacted | Redacted | Redacted | Redacted | Redacted | Redacted | Redacted | Redacted | Redacted | Redacted | Redacted | Redacted | Redacted | Redacted | Redacted | Redacted | Redacted | Redacted | Redacted | Redacted | Redacted | Redacted | Redacted | Redacted | Redacted | Redacted | Redacted | Redacted | Redacted | Redacted | Redacted | Redacted | Redacted | Redacted | Redacted | Redacted | Redacted | Redacted | Redacted | Redacted | Redacted | Redacted | Redacted | Redacted | Redacted | Redacted | Redacted | Redacted | Redacted | Redacted | Redacted | Redacted | Redacted | Redacted | Redacted
ET | SHET | SHNLT202 | A1 | OT | Redacted | Redacted | Redacted | Redacted | Redacted | Redacted | Redacted | Redacted | Redacted | Redacted | Redacted | Redacted | Redacted | Redacted | Redacted | Redacted | Redacted | Redacted | Redacted | Redacted | Redacted | Redacted | Redacted | Redacted | Redacted | Redacted | Redacted | Redacted | Redacted | Redacted | Redacted | Redacted | Redacted | Redacted | Redacted | Redacted | Redacted | Redacted | Redacted | Redacted | Redacted | Redacted | Redacted | Redacted | Redacted | Redacted | Redacted | Redacted | Redacted | Redacted | Redacted | Redacted | Redacted | Redacted | Redacted | Redacted | Redacted | Redacted | Redacted | Redacted | Redacted | Redacted | Redacted | Redacted | Redacted
ET | SHET | SHNLT2020 | A1 | TX | Redacted | Redacted | Redacted | Redacted | Redacted | Redacted | Redacted | Redacted | Redacted | Redacted | Redacted | Redacted | Redacted | Redacted | Redacted | Redacted | Redacted | Redacted | Redacted | Redacted | Redacted | Redacted | Redacted | Redacted | Redacted | Redacted | Redacted | Redacted | Redacted | Redacted | Redacted | Redacted | Redacted | Redacted | Redacted | Redacted | Redacted | Redacted | Redacted | Redacted | Redacted | Redacted | Redacted | Redacted | Redacted | Redacted | Redacted | Redacted | Redacted | Redacted | Redacted | Redacted | Redacted | Redacted | Redacted | Redacted | Redacted | Redacted | Redacted | Redacted | Redacted | Redacted | Redacted | Redacted | Redacted
ET | SHET | SHNLT2021 | A1 | TX | Redacted | Redacted | Redacted | Redacted | Redacted | Redacted | Redacted | Redacted | Redacted | Redacted | Redacted | Redacted | Redacted | Redacted | Redacted | Redacted | Redacted | Redacted | Redacted | Redacted | Redacted | Redacted | Redacted | Redacted | Redacted | Redacted | Redacted | Redacted | Redacted | Redacted | Redacted | Redacted | Redacted | Redacted | Redacted | Redacted | Redacted | Redacted | Redacted | Redacted | Redacted | Redacted | Redacted | Redacted | Redacted | Redacted | Redacted | Redacted | Redacted | Redacted | Redacted | Redacted | Redacted | Redacted | Redacted | Redacted | Redacted | Redacted | Redacted | Redacted | Redacted | Redacted | Redacted | Redacted | Redacted
ET | SHET | SHNLT2022 | A1 | CB | Redacted | Redacted | Redacted | Redacted | Redacted | Redacted | Redacted | Redacted | Redacted | Redacted | Redacted | Redacted | Redacted | Redacted | Redacted | Redacted | Redacted | Redacted | Redacted | Redacted | Redacted | Redacted | Redacted | Redacted | Redacted | Redacted | Redacted | Redacted | Redacted | Redacted | Redacted | Redacted | Redacted | Redacted | Redacted | Redacted | Redacted | Redacted | Redacted | Redacted | Redacted | Redacted | Redacted | Redacted | Redacted | Redacted | Redacted | Redacted | Redacted | Redacted | Redacted | Redacted | Redacted | Redacted | Redacted | Redacted | Redacted | Redacted | Redacted | Redacted | Redacted | Redacted | Redacted | Redacted | Redacted
ET | SHET | SHNLT2023 | A1 | TX | Redacted | Redacted | Redacted | Redacted | Redacted | Redacted | Redacted | Redacted | Redacted | Redacted | Redacted | Redacted | Redacted | Redacted | Redacted | Redacted | Redacted | Redacted | Redacted | Redacted | Redacted | Redacted | Redacted | Redacted | Redacted | Redacted | Redacted | Redacted | Redacted | Redacted | Redacted | Redacted | Redacted | Redacted | Redacted | Redacted | Redacted | Redacted | Redacted | Redacted | Redacted | Redacted | Redacted | Redacted | Redacted | Redacted | Redacted | Redacted | Redacted | Redacted | Redacted | Redacted | Redacted | Redacted | Redacted | Redacted | Redacted | Redacted | Redacted | Redacted | Redacted | Redacted | Redacted | Redacted | Redacted
ET | SHET | SHNLT2024 | A1 | TX | Redacted | Redacted | Redacted | Redacted | Redacted | Redacted | Redacted | Redacted | Redacted | Redacted | Redacted | Redacted | Redacted | Redacted | Redacted | Redacted | Redacted | Redacted | Redacted | Redacted | Redacted | Redacted | Redacted | Redacted | Redacted | Redacted | Redacted | Redacted | Redacted | Redacted | Redacted | Redacted | Redacted | Redacted | Redacted | Redacted | Redacted | Redacted | Redacted | Redacted | Redacted | Redacted | Redacted | Redacted | Redacted | Redacted | Redacted | Redacted | Redacted | Redacted | Redacted | Redacted | Redacted | Redacted | Redacted | Redacted | Redacted | Redacted | Redacted | Redacted | Redacted | Redacted | Redacted | Redacted | Redacted
ET | SHET | SHNLT2025 | A1 | UC | Redacted | Redacted | Redacted | Redacted | Redacted | Redacted | Redacted | Redacted | Redacted | Redacted | Redacted | Redacted | Redacted | Redacted | Redacted | Redacted | Redacted | Redacted | Redacted | Redacted | Redacted | Redacted | Redacted | Redacted | Redacted | Redacted | Redacted | Redacted | Redacted | Redacted | Redacted | Redacted | Redacted | Redacted | Redacted | Redacted | Redacted | Redacted | Redacted | Redacted | Redacted | Redacted | Redacted | Redacted | Redacted | Redacted | Redacted | Redacted | Redacted | Redacted | Redacted | Redacted | Redacted | Redacted | Redacted | Redacted | Redacted | Redacted | Redacted | Redacted | Redacted | Redacted | Redacted | Redacted | Redacted
ET | SHET | SHNLT2027 | A1 | UC | Redacted | Redacted | Redacted | Redacted | Redacted | Redacted | Redacted | Redacted | Redacted | Redacted | Redacted | Redacted | Redacted | Redacted | Redacted | Redacted | Redacted | Redacted | Redacted | Redacted | Redacted | Redacted | Redacted | Redacted | Redacted | Redacted | Redacted | Redacted | Redacted | Redacted | Redacted | Redacted | Redacted | Redacted | Redacted | Redacted | Redacted | Redacted | Redacted | Redacted | Redacted | Redacted | Redacted | Redacted | Redacted | Redacted | Redacted | Redacted | Redacted | Redacted | Redacted | Redacted | Redacted | Redacted | Redacted | Redacted | Redacted | Redacted | Redacted | Redacted | Redacted | Redacted | Redacted | Redacted | Redacted
ET | SHET | SHNLT2028 | A1 | OF | Redacted | Redacted | Redacted | Redacted | Redacted | Redacted | Redacted | Redacted | Redacted | Redacted | Redacted | Redacted | Redacted | Redacted | Redacted | Redacted | Redacted | Redacted | Redacted | Redacted | Redacted | Redacted | Redacted | Redacted | Redacted | Redacted | Redacted | Redacted | Redacted | Redacted | Redacted | Redacted | Redacted | Redacted | Redacted | Redacted | Redacted | Redacted | Redacted | Redacted | Redacted | Redacted | Redacted | Redacted | Redacted | Redacted | Redacted | Redacted | Redacted | Redacted | Redacted | Redacted | Redacted | Redacted | Redacted | Redacted | Redacted | Redacted | Redacted | Redacted | Redacted | Redacted | Redacted | Redacted | Redacted
ET | SHET | SHNLT203 | A1 | OF | Redacted | Redacted | Redacted | Redacted | Redacted | Redacted | Redacted | Redacted | Redacted | Redacted | Redacted | Redacted | Redacted | Redacted | Redacted | Redacted | Redacted | Redacted | Redacted | Redacted | Redacted | Redacted | Redacted | Redacted | Redacted | Redacted | Redacted | Redacted | Redacted | Redacted | Redacted | Redacted | Redacted | Redacted | Redacted | Redacted | Redacted | Redacted | Redacted | Redacted | Redacted | Redacted | Redacted | Redacted | Redacted | Redacted | Redacted | Redacted | Redacted | Redacted | Redacted | Redacted | Redacted | Redacted | Redacted | Redacted | Redacted | Redacted | Redacted | Redacted | Redacted | Redacted | Redacted | Redacted | Redacted
ET | SHET | SHNLT204 | A1 | TX | Redacted | Redacted | Redacted | Redacted | Redacted | Redacted | Redacted | Redacted | Redacted | Redacted | Redacted | Redacted | Redacted | Redacted | Redacted | Redacted | Redacted | Redacted | Redacted | Redacted | Redacted | Redacted | Redacted | Redacted | Redacted | Redacted | Redacted | Redacted | Redacted | Redacted | Redacted | Redacted | Redacted | Redacted | Redacted | Redacted | Redacted | Redacted | Redacted | Redacted | Redacted | Redacted | Redacted | Redacted | Redacted | Redacted | Redacted | Redacted | Redacted | Redacted | Redacted | Redacted | Redacted | Redacted | Redacted | Redacted | Redacted | Redacted | Redacted | Redacted | Redacted | Redacted | Redacted | Redacted | Redacted
ET | SHET | SHNLT205 | A1 | OC | Redacted | Redacted | Redacted | Redacted | Redacted | Redacted | Redacted | Redacted | Redacted | Redacted | Redacted | Redacted | Redacted | Redacted | Redacted | Redacted | Redacted | Redacted | Redacted | Redacted | Redacted | Redacted | Redacted | Redacted | Redacted | Redacted | Redacted | Redacted | Redacted | Redacted | Redacted | Redacted | Redacted | Redacted | Redacted | Redacted | Redacted | Redacted | Redacted | Redacted | Redacted | Redacted | Redacted | Redacted | Redacted | Redacted | Redacted | Redacted | Redacted | Redacted | Redacted | Redacted | Redacted | Redacted | Redacted | Redacted | Redacted | Redacted | Redacted | Redacted | Redacted | Redacted | Redacted | Redacted | Redacted
ET | SHET | SHNLT207 | A1 | TX | Redacted | Redacted | Redacted | Redacted | Redacted | Redacted | Redacted | Redacted | Redacted | Redacted | Redacted | Redacted | Redacted | Redacted | Redacted | Redacted | Redacted | Redacted | Redacted | Redacted | Redacted | Redacted | Redacted | Redacted | Redacted | Redacted | Redacted | Redacted | Redacted | Redacted | Redacted | Redacted | Redacted | Redacted | Redacted | Redacted | Redacted | Redacted | Redacted | Redacted | Redacted | Redacted | Redacted | Redacted | Redacted | Redacted | Redacted | Redacted | Redacted | Redacted | Redacted | Redacted | Redacted | Redacted | Redacted | Redacted | Redacted | Redacted | Redacted | Redacted | Redacted | Redacted | Redacted | Redacted | Redacted
ET | SHET | SHNLT208 | A1 | TX | Redacted | Redacted | Redacted | Redacted | Redacted | Redacted | Redacted | Redacted | Redacted | Redacted | Redacted | Redacted | Redacted | Redacted | Redacted | Redacted | Redacted | Redacted | Redacted | Redacted | Redacted | Redacted | Redacted | Redacted | Redacted | Redacted | Redacted | Redacted | Redacted | Redacted | Redacted | Redacted | Redacted | Redacted | Redacted | Redacted | Redacted | Redacted | Redacted | Redacted | Redacted | Redacted | Redacted | Redacted | Redacted | Redacted | Redacted | Redacted | Redacted | Redacted | Redacted | Redacted | Redacted | Redacted | Redacted | Redacted | Redacted | Redacted | Redacted | Redacted | Redacted | Redacted | Redacted | Redacted | Redacted
ET | SHET | SHNLT209 | A1 | TX | Redacted | Redacted | Redacted | Redacted | Redacted | Redacted | Redacted | Redacted | Redacted | Redacted | Redacted | Redacted | Redacted | Redacted | Redacted | Redacted | Redacted | Redacted | Redacted | Redacted | Redacted | Redacted | Redacted | Redacted | Redacted | Redacted | Redacted | Redacted | Redacted | Redacted | Redacted | Redacted | Redacted | Redacted | Redacted | Redacted | Redacted | Redacted | Redacted | Redacted | Redacted | Redacted | Redacted | Redacted | Redacted | Redacted | Redacted | Redacted | Redacted | Redacted | Redacted | Redacted | Redacted | Redacted | Redacted | Redacted | Redacted | Redacted | Redacted | Redacted | Redacted | Redacted | Redacted | Redacted | Redacted
ET | SHET | SHNLT2013 | A3 | OC | Redacted | Redacted | Redacted | Redacted | Redacted | Redacted | Redacted | Redacted | Redacted | Redacted | Redacted | Redacted | Redacted | Redacted | Redacted | Redacted | Redacted | Redacted | Redacted | Redacted | Redacted | Redacted | Redacted | Redacted | Redacted | Redacted | Redacted | Redacted | Redacted | Redacted | Redacted | Redacted | Redacted | Redacted | Redacted | Redacted | Redacted | Redacted | Redacted | Redacted | Redacted | Redacted | Redacted | Redacted | Redacted | Redacted | Redacted | Redacted | Redacted | Redacted | Redacted | Redacted | Redacted | Redacted | Redacted | Redacted | Redacted | Redacted | Redacted | Redacted | Redacted | Redacted | Redacted | Redacted | Redacted
ET | SHET | SHNLT2031 | A3 | UC | Redacted | Redacted | Redacted | Redacted | Redacted | Redacted | Redacted | Redacted | Redacted | Redacted | Redacted | Redacted | Redacted | Redacted | Redacted | Redacted | Redacted | Redacted | Redacted | Redacted | Redacted | Redacted | Redacted | Redacted | Redacted | Redacted | Redacted | Redacted | Redacted | Redacted | Redacted | Redacted | Redacted | Redacted | Redacted | Redacted | Redacted | Redacted | Redacted | Redacted | Redacted | Redacted | Redacted | Redacted | Redacted | Redacted | Redacted | Redacted | Redacted | Redacted | Redacted | Redacted | Redacted | Redacted | Redacted | Redacted | Redacted | Redacted | Redacted | Redacted | Redacted | Redacted | Redacted | Redacted | Redacted
ET | SHET | SHNLT2015 | - | - | Redacted | Redacted | Redacted | Redacted | Redacted | Redacted | Redacted | Redacted | Redacted | Redacted | Redacted | Redacted | Redacted | Redacted | Redacted | Redacted | Redacted | Redacted | Redacted | Redacted | Redacted | Redacted | Redacted | Redacted | Redacted | Redacted | Redacted | Redacted | Redacted | Redacted | Redacted | Redacted | Redacted | Redacted | Redacted | Redacted | Redacted | Redacted | Redacted | Redacted | Redacted | Redacted | Redacted | Redacted | Redacted | Redacted | Redacted | Redacted | Redacted | Redacted | Redacted | Redacted | Redacted | Redacted | Redacted | Redacted | Redacted | Redacted | Redacted | Redacted | Redacted | Redacted | Redacted | Redacted | Redacted
- | - | - | - | - | 0 | 0 | 0 | 0 | 0 | 0 | 0 | 0 | 0 | 0 | 0 | 0 | 0 | 0 | 0 | 0 | 0 | 0 | 0 | 0 | 0 | 0 | 0 | 0 | 0 | 0 | 0 | 0 | 0 | 0 | 0 | 0 | 0 | 0 | 0 | 0 | 0 | 0 | 0 | 0 | 0 | 0 | 0 | 0 | 0 | 0 | 0 | 0 | 0 | 0 | 0 | 0 | 0 | 0 | 0 | 0 | 0 | 0 | 0 | 0 | 0 | 0 | 0 | 0 | 0
- | - | - | - | - | 0 | 0 | 0 | 0 | 0 | 0 | 0 | 0 | 0 | 0 | 0 | 0 | 0 | 0 | 0 | 0 | 0 | 0 | 0 | 0 | 0 | 0 | 0 | 0 | 0 | 0 | 0 | 0 | 0 | 0 | 0 | 0 | 0 | 0 | 0 | 0 | 0 | 0 | 0 | 0 | 0 | 0 | 0 | 0 | 0 | 0 | 0 | 0 | 0 | 0 | 0 | 0 | 0 | 0 | 0 | 0 | 0 | 0 | 0 | 0 | 0 | 0 | 0 | 0 | 0
- | - | - | - | - | 0 | 0 | 0 | 0 | 0 | 0 | 0 | 0 | 0 | 0 | 0 | 0 | 0 | 0 | 0 | 0 | 0 | 0 | 0 | 0 | 0 | 0 | 0 | 0 | 0 | 0 | 0 | 0 | 0 | 0 | 0 | 0 | 0 | 0 | 0 | 0 | 0 | 0 | 0 | 0 | 0 | 0 | 0 | 0 | 0 | 0 | 0 | 0 | 0 | 0 | 0 | 0 | 0 | 0 | 0 | 0 | 0 | 0 | 0 | 0 | 0 | 0 | 0 | 0 | 0
- | - | - | - | - | 0 | 0 | 0 | 0 | 0 | 0 | 0 | 0 | 0 | 0 | 0 | 0 | 0 | 0 | 0 | 0 | 0 | 0 | 0 | 0 | 0 | 0 | 0 | 0 | 0 | 0 | 0 | 0 | 0 | 0 | 0 | 0 | 0 | 0 | 0 | 0 | 0 | 0 | 0 | 0 | 0 | 0 | 0 | 0 | 0 | 0 | 0 | 0 | 0 | 0 | 0 | 0 | 0 | 0 | 0 | 0 | 0 | 0 | 0 | 0 | 0 | 0 | 0 | 0 | 0
- | - | - | - | - | 0 | 0 | 0 | 0 | 0 | 0 | 0 | 0 | 0 | 0 | 0 | 0 | 0 | 0 | 0 | 0 | 0 | 0 | 0 | 0 | 0 | 0 | 0 | 0 | 0 | 0 | 0 | 0 | 0 | 0 | 0 | 0 | 0 | 0 | 0 | 0 | 0 | 0 | 0 | 0 | 0 | 0 | 0 | 0 | 0 | 0 | 0 | 0 | 0 | 0 | 0 | 0 | 0 | 0 | 0 | 0 | 0 | 0 | 0 | 0 | 0 | 0 | 0 | 0 | 0
- | - | - | - | - | 0 | 0 | 0 | 0 | 0 | 0 | 0 | 0 | 0 | 0 | 0 | 0 | 0 | 0 | 0 | 0 | 0 | 0 | 0 | 0 | 0 | 0 | 0 | 0 | 0 | 0 | 0 | 0 | 0 | 0 | 0 | 0 | 0 | 0 | 0 | 0 | 0 | 0 | 0 | 0 | 0 | 0 | 0 | 0 | 0 | 0 | 0 | 0 | 0 | 0 | 0 | 0 | 0 | 0 | 0 | 0 | 0 | 0 | 0 | 0 | 0 | 0 | 0 | 0 | 0
- | - | - | - | - | 0 | 0 | 0 | 0 | 0 | 0 | 0 | 0 | 0 | 0 | 0 | 0 | 0 | 0 | 0 | 0 | 0 | 0 | 0 | 0 | 0 | 0 | 0 | 0 | 0 | 0 | 0 | 0 | 0 | 0 | 0 | 0 | 0 | 0 | 0 | 0 | 0 | 0 | 0 | 0 | 0 | 0 | 0 | 0 | 0 | 0 | 0 | 0 | 0 | 0 | 0 | 0 | 0 | 0 | 0 | 0 | 0 | 0 | 0 | 0 | 0 | 0 | 0 | 0 | 0
- | - | - | - | - | 0 | 0 | 0 | 0 | 0 | 0 | 0 | 0 | 0 | 0 | 0 | 0 | 0 | 0 | 0 | 0 | 0 | 0 | 0 | 0 | 0 | 0 | 0 | 0 | 0 | 0 | 0 | 0 | 0 | 0 | 0 | 0 | 0 | 0 | 0 | 0 | 0 | 0 | 0 | 0 | 0 | 0 | 0 | 0 | 0 | 0 | 0 | 0 | 0 | 0 | 0 | 0 | 0 | 0 | 0 | 0 | 0 | 0 | 0 | 0 | 0 | 0 | 0 | 0 | 0
- | - | - | - | - | 0 | 0 | 0 | 0 | 0 | 0 | 0 | 0 | 0 | 0 | 0 | 0 | 0 | 0 | 0 | 0 | 0 | 0 | 0 | 0 | 0 | 0 | 0 | 0 | 0 | 0 | 0 | 0 | 0 | 0 | 0 | 0 | 0 | 0 | 0 | 0 | 0 | 0 | 0 | 0 | 0 | 0 | 0 | 0 | 0 | 0 | 0 | 0 | 0 | 0 | 0 | 0 | 0 | 0 | 0 | 0 | 0 | 0 | 0 | 0 | 0 | 0 | 0 | 0 | 0
- | - | - | - | - | 0 | 0 | 0 | 0 | 0 | 0 | 0 | 0 | 0 | 0 | 0 | 0 | 0 | 0 | 0 | 0 | 0 | 0 | 0 | 0 | 0 | 0 | 0 | 0 | 0 | 0 | 0 | 0 | 0 | 0 | 0 | 0 | 0 | 0 | 0 | 0 | 0 | 0 | 0 | 0 | 0 | 0 | 0 | 0 | 0 | 0 | 0 | 0 | 0 | 0 | 0 | 0 | 0 | 0 | 0 | 0 | 0 | 0 | 0 | 0 | 0 | 0 | 0 | 0 | 0
- | - | - | - | - | 0 | 0 | 0 | 0 | 0 | 0 | 0 | 0 | 0 | 0 | 0 | 0 | 0 | 0 | 0 | 0 | 0 | 0 | 0 | 0 | 0 | 0 | 0 | 0 | 0 | 0 | 0 | 0 | 0 | 0 | 0 | 0 | 0 | 0 | 0 | 0 | 0 | 0 | 0 | 0 | 0 | 0 | 0 | 0 | 0 | 0 | 0 | 0 | 0 | 0 | 0 | 0 | 0 | 0 | 0 | 0 | 0 | 0 | 0 | 0 | 0 | 0 | 0 | 0 | 0
- | - | - | - | - | 0 | 0 | 0 | 0 | 0 | 0 | 0 | 0 | 0 | 0 | 0 | 0 | 0 | 0 | 0 | 0 | 0 | 0 | 0 | 0 | 0 | 0 | 0 | 0 | 0 | 0 | 0 | 0 | 0 | 0 | 0 | 0 | 0 | 0 | 0 | 0 | 0 | 0 | 0 | 0 | 0 | 0 | 0 | 0 | 0 | 0 | 0 | 0 | 0 | 0 | 0 | 0 | 0 | 0 | 0 | 0 | 0 | 0 | 0 | 0 | 0 | 0 | 0 | 0 | 0
- | - | - | - | - | 0 | 0 | 0 | 0 | 0 | 0 | 0 | 0 | 0 | 0 | 0 | 0 | 0 | 0 | 0 | 0 | 0 | 0 | 0 | 0 | 0 | 0 | 0 | 0 | 0 | 0 | 0 | 0 | 0 | 0 | 0 | 0 | 0 | 0 | 0 | 0 | 0 | 0 | 0 | 0 | 0 | 0 | 0 | 0 | 0 | 0 | 0 | 0 | 0 | 0 | 0 | 0 | 0 | 0 | 0 | 0 | 0 | 0 | 0 | 0 | 0 | 0 | 0 | 0 | 0
- | - | - | - | - | 0 | 0 | 0 | 0 | 0 | 0 | 0 | 0 | 0 | 0 | 0 | 0 | 0 | 0 | 0 | 0 | 0 | 0 | 0 | 0 | 0 | 0 | 0 | 0 | 0 | 0 | 0 | 0 | 0 | 0 | 0 | 0 | 0 | 0 | 0 | 0 | 0 | 0 | 0 | 0 | 0 | 0 | 0 | 0 | 0 | 0 | 0 | 0 | 0 | 0 | 0 | 0 | 0 | 0 | 0 | 0 | 0 | 0 | 0 | 0 | 0 | 0 | 0 | 0 | 0
- | - | - | - | - | 0 | 0 | 0 | 0 | 0 | 0 | 0 | 0 | 0 | 0 | 0 | 0 | 0 | 0 | 0 | 0 | 0 | 0 | 0 | 0 | 0 | 0 | 0 | 0 | 0 | 0 | 0 | 0 | 0 | 0 | 0 | 0 | 0 | 0 | 0 | 0 | 0 | 0 | 0 | 0 | 0 | 0 | 0 | 0 | 0 | 0 | 0 | 0 | 0 | 0 | 0 | 0 | 0 | 0 | 0 | 0 | 0 | 0 | 0 | 0 | 0 | 0 | 0 | 0 | 0
- | - | - | - | - | 0 | 0 | 0 | 0 | 0 | 0 | 0 | 0 | 0 | 0 | 0 | 0 | 0 | 0 | 0 | 0 | 0 | 0 | 0 | 0 | 0 | 0 | 0 | 0 | 0 | 0 | 0 | 0 | 0 | 0 | 0 | 0 | 0 | 0 | 0 | 0 | 0 | 0 | 0 | 0 | 0 | 0 | 0 | 0 | 0 | 0 | 0 | 0 | 0 | 0 | 0 | 0 | 0 | 0 | 0 | 0 | 0 | 0 | 0 | 0 | 0 | 0 | 0 | 0 | 0
- | - | - | - | - | 0 | 0 | 0 | 0 | 0 | 0 | 0 | 0 | 0 | 0 | 0 | 0 | 0 | 0 | 0 | 0 | 0 | 0 | 0 | 0 | 0 | 0 | 0 | 0 | 0 | 0 | 0 | 0 | 0 | 0 | 0 | 0 | 0 | 0 | 0 | 0 | 0 | 0 | 0 | 0 | 0 | 0 | 0 | 0 | 0 | 0 | 0 | 0 | 0 | 0 | 0 | 0 | 0 | 0 | 0 | 0 | 0 | 0 | 0 | 0 | 0 | 0 | 0 | 0 | 0
- | - | - | - | - | 0 | 0 | 0 | 0 | 0 | 0 | 0 | 0 | 0 | 0 | 0 | 0 | 0 | 0 | 0 | 0 | 0 | 0 | 0 | 0 | 0 | 0 | 0 | 0 | 0 | 0 | 0 | 0 | 0 | 0 | 0 | 0 | 0 | 0 | 0 | 0 | 0 | 0 | 0 | 0 | 0 | 0 | 0 | 0 | 0 | 0 | 0 | 0 | 0 | 0 | 0 | 0 | 0 | 0 | 0 | 0 | 0 | 0 | 0 | 0 | 0 | 0 | 0 | 0 | 0
- | - | - | - | - | 0 | 0 | 0 | 0 | 0 | 0 | 0 | 0 | 0 | 0 | 0 | 0 | 0 | 0 | 0 | 0 | 0 | 0 | 0 | 0 | 0 | 0 | 0 | 0 | 0 | 0 | 0 | 0 | 0 | 0 | 0 | 0 | 0 | 0 | 0 | 0 | 0 | 0 | 0 | 0 | 0 | 0 | 0 | 0 | 0 | 0 | 0 | 0 | 0 | 0 | 0 | 0 | 0 | 0 | 0 | 0 | 0 | 0 | 0 | 0 | 0 | 0 | 0 | 0 | 0
- | - | - | - | - | 0 | 0 | 0 | 0 | 0 | 0 | 0 | 0 | 0 | 0 | 0 | 0 | 0 | 0 | 0 | 0 | 0 | 0 | 0 | 0 | 0 | 0 | 0 | 0 | 0 | 0 | 0 | 0 | 0 | 0 | 0 | 0 | 0 | 0 | 0 | 0 | 0 | 0 | 0 | 0 | 0 | 0 | 0 | 0 | 0 | 0 | 0 | 0 | 0 | 0 | 0 | 0 | 0 | 0 | 0 | 0 | 0 | 0 | 0 | 0 | 0 | 0 | 0 | 0 | 0
- | - | - | - | - | 0 | 0 | 0 | 0 | 0 | 0 | 0 | 0 | 0 | 0 | 0 | 0 | 0 | 0 | 0 | 0 | 0 | 0 | 0 | 0 | 0 | 0 | 0 | 0 | 0 | 0 | 0 | 0 | 0 | 0 | 0 | 0 | 0 | 0 | 0 | 0 | 0 | 0 | 0 | 0 | 0 | 0 | 0 | 0 | 0 | 0 | 0 | 0 | 0 | 0 | 0 | 0 | 0 | 0 | 0 | 0 | 0 | 0 | 0 | 0 | 0 | 0 | 0 | 0 | 0
- | - | - | - | - | 0 | 0 | 0 | 0 | 0 | 0 | 0 | 0 | 0 | 0 | 0 | 0 | 0 | 0 | 0 | 0 | 0 | 0 | 0 | 0 | 0 | 0 | 0 | 0 | 0 | 0 | 0 | 0 | 0 | 0 | 0 | 0 | 0 | 0 | 0 | 0 | 0 | 0 | 0 | 0 | 0 | 0 | 0 | 0 | 0 | 0 | 0 | 0 | 0 | 0 | 0 | 0 | 0 | 0 | 0 | 0 | 0 | 0 | 0 | 0 | 0 | 0 | 0 | 0 | 0
- | - | - | - | - | 0 | 0 | 0 | 0 | 0 | 0 | 0 | 0 | 0 | 0 | 0 | 0 | 0 | 0 | 0 | 0 | 0 | 0 | 0 | 0 | 0 | 0 | 0 | 0 | 0 | 0 | 0 | 0 | 0 | 0 | 0 | 0 | 0 | 0 | 0 | 0 | 0 | 0 | 0 | 0 | 0 | 0 | 0 | 0 | 0 | 0 | 0 | 0 | 0 | 0 | 0 | 0 | 0 | 0 | 0 | 0 | 0 | 0 | 0 | 0 | 0 | 0 | 0 | 0 | 0
- | - | - | - | - | 0 | 0 | 0 | 0 | 0 | 0 | 0 | 0 | 0 | 0 | 0 | 0 | 0 | 0 | 0 | 0 | 0 | 0 | 0 | 0 | 0 | 0 | 0 | 0 | 0 | 0 | 0 | 0 | 0 | 0 | 0 | 0 | 0 | 0 | 0 | 0 | 0 | 0 | 0 | 0 | 0 | 0 | 0 | 0 | 0 | 0 | 0 | 0 | 0 | 0 | 0 | 0 | 0 | 0 | 0 | 0 | 0 | 0 | 0 | 0 | 0 | 0 | 0 | 0 | 0
- | - | - | - | - | 0 | 0 | 0 | 0 | 0 | 0 | 0 | 0 | 0 | 0 | 0 | 0 | 0 | 0 | 0 | 0 | 0 | 0 | 0 | 0 | 0 | 0 | 0 | 0 | 0 | 0 | 0 | 0 | 0 | 0 | 0 | 0 | 0 | 0 | 0 | 0 | 0 | 0 | 0 | 0 | 0 | 0 | 0 | 0 | 0 | 0 | 0 | 0 | 0 | 0 | 0 | 0 | 0 | 0 | 0 | 0 | 0 | 0 | 0 | 0 | 0 | 0 | 0 | 0 | 0
- | - | - | - | - | 0 | 0 | 0 | 0 | 0 | 0 | 0 | 0 | 0 | 0 | 0 | 0 | 0 | 0 | 0 | 0 | 0 | 0 | 0 | 0 | 0 | 0 | 0 | 0 | 0 | 0 | 0 | 0 | 0 | 0 | 0 | 0 | 0 | 0 | 0 | 0 | 0 | 0 | 0 | 0 | 0 | 0 | 0 | 0 | 0 | 0 | 0 | 0 | 0 | 0 | 0 | 0 | 0 | 0 | 0 | 0 | 0 | 0 | 0 | 0 | 0 | 0 | 0 | 0 | 0
- | - | - | - | - | 0 | 0 | 0 | 0 | 0 | 0 | 0 | 0 | 0 | 0 | 0 | 0 | 0 | 0 | 0 | 0 | 0 | 0 | 0 | 0 | 0 | 0 | 0 | 0 | 0 | 0 | 0 | 0 | 0 | 0 | 0 | 0 | 0 | 0 | 0 | 0 | 0 | 0 | 0 | 0 | 0 | 0 | 0 | 0 | 0 | 0 | 0 | 0 | 0 | 0 | 0 | 0 | 0 | 0 | 0 | 0 | 0 | 0 | 0 | 0 | 0 | 0 | 0 | 0 | 0
- | - | - | - | - | 0 | 0 | 0 | 0 | 0 | 0 | 0 | 0 | 0 | 0 | 0 | 0 | 0 | 0 | 0 | 0 | 0 | 0 | 0 | 0 | 0 | 0 | 0 | 0 | 0 | 0 | 0 | 0 | 0 | 0 | 0 | 0 | 0 | 0 | 0 | 0 | 0 | 0 | 0 | 0 | 0 | 0 | 0 | 0 | 0 | 0 | 0 | 0 | 0 | 0 | 0 | 0 | 0 | 0 | 0 | 0 | 0 | 0 | 0 | 0 | 0 | 0 | 0 | 0 | 0
- | - | - | - | - | 0 | 0 | 0 | 0 | 0 | 0 | 0 | 0 | 0 | 0 | 0 | 0 | 0 | 0 | 0 | 0 | 0 | 0 | 0 | 0 | 0 | 0 | 0 | 0 | 0 | 0 | 0 | 0 | 0 | 0 | 0 | 0 | 0 | 0 | 0 | 0 | 0 | 0 | 0 | 0 | 0 | 0 | 0 | 0 | 0 | 0 | 0 | 0 | 0 | 0 | 0 | 0 | 0 | 0 | 0 | 0 | 0 | 0 | 0 | 0 | 0 | 0 | 0 | 0 | 0
- | - | - | - | - | 0 | 0 | 0 | 0 | 0 | 0 | 0 | 0 | 0 | 0 | 0 | 0 | 0 | 0 | 0 | 0 | 0 | 0 | 0 | 0 | 0 | 0 | 0 | 0 | 0 | 0 | 0 | 0 | 0 | 0 | 0 | 0 | 0 | 0 | 0 | 0 | 0 | 0 | 0 | 0 | 0 | 0 | 0 | 0 | 0 | 0 | 0 | 0 | 0 | 0 | 0 | 0 | 0 | 0 | 0 | 0 | 0 | 0 | 0 | 0 | 0 | 0 | 0 | 0 | 0
- | - | - | - | - | 0 | 0 | 0 | 0 | 0 | 0 | 0 | 0 | 0 | 0 | 0 | 0 | 0 | 0 | 0 | 0 | 0 | 0 | 0 | 0 | 0 | 0 | 0 | 0 | 0 | 0 | 0 | 0 | 0 | 0 | 0 | 0 | 0 | 0 | 0 | 0 | 0 | 0 | 0 | 0 | 0 | 0 | 0 | 0 | 0 | 0 | 0 | 0 | 0 | 0 | 0 | 0 | 0 | 0 | 0 | 0 | 0 | 0 | 0 | 0 | 0 | 0 | 0 | 0 | 0
- | - | - | - | - | 0 | 0 | 0 | 0 | 0 | 0 | 0 | 0 | 0 | 0 | 0 | 0 | 0 | 0 | 0 | 0 | 0 | 0 | 0 | 0 | 0 | 0 | 0 | 0 | 0 | 0 | 0 | 0 | 0 | 0 | 0 | 0 | 0 | 0 | 0 | 0 | 0 | 0 | 0 | 0 | 0 | 0 | 0 | 0 | 0 | 0 | 0 | 0 | 0 | 0 | 0 | 0 | 0 | 0 | 0 | 0 | 0 | 0 | 0 | 0 | 0 | 0 | 0 | 0 | 0
- | - | - | - | - | 0 | 0 | 0 | 0 | 0 | 0 | 0 | 0 | 0 | 0 | 0 | 0 | 0 | 0 | 0 | 0 | 0 | 0 | 0 | 0 | 0 | 0 | 0 | 0 | 0 | 0 | 0 | 0 | 0 | 0 | 0 | 0 | 0 | 0 | 0 | 0 | 0 | 0 | 0 | 0 | 0 | 0 | 0 | 0 | 0 | 0 | 0 | 0 | 0 | 0 | 0 | 0 | 0 | 0 | 0 | 0 | 0 | 0 | 0 | 0 | 0 | 0 | 0 | 0 | 0
- | - | - | - | - | 0 | 0 | 0 | 0 | 0 | 0 | 0 | 0 | 0 | 0 | 0 | 0 | 0 | 0 | 0 | 0 | 0 | 0 | 0 | 0 | 0 | 0 | 0 | 0 | 0 | 0 | 0 | 0 | 0 | 0 | 0 | 0 | 0 | 0 | 0 | 0 | 0 | 0 | 0 | 0 | 0 | 0 | 0 | 0 | 0 | 0 | 0 | 0 | 0 | 0 | 0 | 0 | 0 | 0 | 0 | 0 | 0 | 0 | 0 | 0 | 0 | 0 | 0 | 0 | 0
- | - | - | - | - | 0 | 0 | 0 | 0 | 0 | 0 | 0 | 0 | 0 | 0 | 0 | 0 | 0 | 0 | 0 | 0 | 0 | 0 | 0 | 0 | 0 | 0 | 0 | 0 | 0 | 0 | 0 | 0 | 0 | 0 | 0 | 0 | 0 | 0 | 0 | 0 | 0 | 0 | 0 | 0 | 0 | 0 | 0 | 0 | 0 | 0 | 0 | 0 | 0 | 0 | 0 | 0 | 0 | 0 | 0 | 0 | 0 | 0 | 0 | 0 | 0 | 0 | 0 | 0 | 0
- | - | - | - | - | 0 | 0 | 0 | 0 | 0 | 0 | 0 | 0 | 0 | 0 | 0 | 0 | 0 | 0 | 0 | 0 | 0 | 0 | 0 | 0 | 0 | 0 | 0 | 0 | 0 | 0 | 0 | 0 | 0 | 0 | 0 | 0 | 0 | 0 | 0 | 0 | 0 | 0 | 0 | 0 | 0 | 0 | 0 | 0 | 0 | 0 | 0 | 0 | 0 | 0 | 0 | 0 | 0 | 0 | 0 | 0 | 0 | 0 | 0 | 0 | 0 | 0 | 0 | 0 | 0
- | - | - | - | - | 0 | 0 | 0 | 0 | 0 | 0 | 0 | 0 | 0 | 0 | 0 | 0 | 0 | 0 | 0 | 0 | 0 | 0 | 0 | 0 | 0 | 0 | 0 | 0 | 0 | 0 | 0 | 0 | 0 | 0 | 0 | 0 | 0 | 0 | 0 | 0 | 0 | 0 | 0 | 0 | 0 | 0 | 0 | 0 | 0 | 0 | 0 | 0 | 0 | 0 | 0 | 0 | 0 | 0 | 0 | 0 | 0 | 0 | 0 | 0 | 0 | 0 | 0 | 0 | 0
- | - | - | - | - | 0 | 0 | 0 | 0 | 0 | 0 | 0 | 0 | 0 | 0 | 0 | 0 | 0 | 0 | 0 | 0 | 0 | 0 | 0 | 0 | 0 | 0 | 0 | 0 | 0 | 0 | 0 | 0 | 0 | 0 | 0 | 0 | 0 | 0 | 0 | 0 | 0 | 0 | 0 | 0 | 0 | 0 | 0 | 0 | 0 | 0 | 0 | 0 | 0 | 0 | 0 | 0 | 0 | 0 | 0 | 0 | 0 | 0 | 0 | 0 | 0 | 0 | 0 | 0 | 0
- | - | - | - | - | 0 | 0 | 0 | 0 | 0 | 0 | 0 | 0 | 0 | 0 | 0 | 0 | 0 | 0 | 0 | 0 | 0 | 0 | 0 | 0 | 0 | 0 | 0 | 0 | 0 | 0 | 0 | 0 | 0 | 0 | 0 | 0 | 0 | 0 | 0 | 0 | 0 | 0 | 0 | 0 | 0 | 0 | 0 | 0 | 0 | 0 | 0 | 0 | 0 | 0 | 0 | 0 | 0 | 0 | 0 | 0 | 0 | 0 | 0 | 0 | 0 | 0 | 0 | 0 | 0
- | - | - | - | - | 0 | 0 | 0 | 0 | 0 | 0 | 0 | 0 | 0 | 0 | 0 | 0 | 0 | 0 | 0 | 0 | 0 | 0 | 0 | 0 | 0 | 0 | 0 | 0 | 0 | 0 | 0 | 0 | 0 | 0 | 0 | 0 | 0 | 0 | 0 | 0 | 0 | 0 | 0 | 0 | 0 | 0 | 0 | 0 | 0 | 0 | 0 | 0 | 0 | 0 | 0 | 0 | 0 | 0 | 0 | 0 | 0 | 0 | 0 | 0 | 0 | 0 | 0 | 0 | 0
- | - | - | - | - | 0 | 0 | 0 | 0 | 0 | 0 | 0 | 0 | 0 | 0 | 0 | 0 | 0 | 0 | 0 | 0 | 0 | 0 | 0 | 0 | 0 | 0 | 0 | 0 | 0 | 0 | 0 | 0 | 0 | 0 | 0 | 0 | 0 | 0 | 0 | 0 | 0 | 0 | 0 | 0 | 0 | 0 | 0 | 0 | 0 | 0 | 0 | 0 | 0 | 0 | 0 | 0 | 0 | 0 | 0 | 0 | 0 | 0 | 0 | 0 | 0 | 0 | 0 | 0 | 0
- | - | - | - | - | 0 | 0 | 0 | 0 | 0 | 0 | 0 | 0 | 0 | 0 | 0 | 0 | 0 | 0 | 0 | 0 | 0 | 0 | 0 | 0 | 0 | 0 | 0 | 0 | 0 | 0 | 0 | 0 | 0 | 0 | 0 | 0 | 0 | 0 | 0 | 0 | 0 | 0 | 0 | 0 | 0 | 0 | 0 | 0 | 0 | 0 | 0 | 0 | 0 | 0 | 0 | 0 | 0 | 0 | 0 | 0 | 0 | 0 | 0 | 0 | 0 | 0 | 0 | 0 | 0
- | - | - | - | - | 0 | 0 | 0 | 0 | 0 | 0 | 0 | 0 | 0 | 0 | 0 | 0 | 0 | 0 | 0 | 0 | 0 | 0 | 0 | 0 | 0 | 0 | 0 | 0 | 0 | 0 | 0 | 0 | 0 | 0 | 0 | 0 | 0 | 0 | 0 | 0 | 0 | 0 | 0 | 0 | 0 | 0 | 0 | 0 | 0 | 0 | 0 | 0 | 0 | 0 | 0 | 0 | 0 | 0 | 0 | 0 | 0 | 0 | 0 | 0 | 0 | 0 | 0 | 0 | 0
- | - | - | - | - | 0 | 0 | 0 | 0 | 0 | 0 | 0 | 0 | 0 | 0 | 0 | 0 | 0 | 0 | 0 | 0 | 0 | 0 | 0 | 0 | 0 | 0 | 0 | 0 | 0 | 0 | 0 | 0 | 0 | 0 | 0 | 0 | 0 | 0 | 0 | 0 | 0 | 0 | 0 | 0 | 0 | 0 | 0 | 0 | 0 | 0 | 0 | 0 | 0 | 0 | 0 | 0 | 0 | 0 | 0 | 0 | 0 | 0 | 0 | 0 | 0 | 0 | 0 | 0 | 0
- | - | - | - | - | 0 | 0 | 0 | 0 | 0 | 0 | 0 | 0 | 0 | 0 | 0 | 0 | 0 | 0 | 0 | 0 | 0 | 0 | 0 | 0 | 0 | 0 | 0 | 0 | 0 | 0 | 0 | 0 | 0 | 0 | 0 | 0 | 0 | 0 | 0 | 0 | 0 | 0 | 0 | 0 | 0 | 0 | 0 | 0 | 0 | 0 | 0 | 0 | 0 | 0 | 0 | 0 | 0 | 0 | 0 | 0 | 0 | 0 | 0 | 0 | 0 | 0 | 0 | 0 | 0
- | - | - | - | - | 0 | 0 | 0 | 0 | 0 | 0 | 0 | 0 | 0 | 0 | 0 | 0 | 0 | 0 | 0 | 0 | 0 | 0 | 0 | 0 | 0 | 0 | 0 | 0 | 0 | 0 | 0 | 0 | 0 | 0 | 0 | 0 | 0 | 0 | 0 | 0 | 0 | 0 | 0 | 0 | 0 | 0 | 0 | 0 | 0 | 0 | 0 | 0 | 0 | 0 | 0 | 0 | 0 | 0 | 0 | 0 | 0 | 0 | 0 | 0 | 0 | 0 | 0 | 0 | 0
- | - | - | - | - | 0 | 0 | 0 | 0 | 0 | 0 | 0 | 0 | 0 | 0 | 0 | 0 | 0 | 0 | 0 | 0 | 0 | 0 | 0 | 0 | 0 | 0 | 0 | 0 | 0 | 0 | 0 | 0 | 0 | 0 | 0 | 0 | 0 | 0 | 0 | 0 | 0 | 0 | 0 | 0 | 0 | 0 | 0 | 0 | 0 | 0 | 0 | 0 | 0 | 0 | 0 | 0 | 0 | 0 | 0 | 0 | 0 | 0 | 0 | 0 | 0 | 0 | 0 | 0 | 0
- | - | - | - | - | 0 | 0 | 0 | 0 | 0 | 0 | 0 | 0 | 0 | 0 | 0 | 0 | 0 | 0 | 0 | 0 | 0 | 0 | 0 | 0 | 0 | 0 | 0 | 0 | 0 | 0 | 0 | 0 | 0 | 0 | 0 | 0 | 0 | 0 | 0 | 0 | 0 | 0 | 0 | 0 | 0 | 0 | 0 | 0 | 0 | 0 | 0 | 0 | 0 | 0 | 0 | 0 | 0 | 0 | 0 | 0 | 0 | 0 | 0 | 0 | 0 | 0 | 0 | 0 | 0
- | - | - | - | - | 0 | 0 | 0 | 0 | 0 | 0 | 0 | 0 | 0 | 0 | 0 | 0 | 0 | 0 | 0 | 0 | 0 | 0 | 0 | 0 | 0 | 0 | 0 | 0 | 0 | 0 | 0 | 0 | 0 | 0 | 0 | 0 | 0 | 0 | 0 | 0 | 0 | 0 | 0 | 0 | 0 | 0 | 0 | 0 | 0 | 0 | 0 | 0 | 0 | 0 | 0 | 0 | 0 | 0 | 0 | 0 | 0 | 0 | 0 | 0 | 0 | 0 | 0 | 0 | 0
- | - | - | - | - | 0 | 0 | 0 | 0 | 0 | 0 | 0 | 0 | 0 | 0 | 0 | 0 | 0 | 0 | 0 | 0 | 0 | 0 | 0 | 0 | 0 | 0 | 0 | 0 | 0 | 0 | 0 | 0 | 0 | 0 | 0 | 0 | 0 | 0 | 0 | 0 | 0 | 0 | 0 | 0 | 0 | 0 | 0 | 0 | 0 | 0 | 0 | 0 | 0 | 0 | 0 | 0 | 0 | 0 | 0 | 0 | 0 | 0 | 0 | 0 | 0 | 0 | 0 | 0 | 0
- | - | - | - | - | 0 | 0 | 0 | 0 | 0 | 0 | 0 | 0 | 0 | 0 | 0 | 0 | 0 | 0 | 0 | 0 | 0 | 0 | 0 | 0 | 0 | 0 | 0 | 0 | 0 | 0 | 0 | 0 | 0 | 0 | 0 | 0 | 0 | 0 | 0 | 0 | 0 | 0 | 0 | 0 | 0 | 0 | 0 | 0 | 0 | 0 | 0 | 0 | 0 | 0 | 0 | 0 | 0 | 0 | 0 | 0 | 0 | 0 | 0 | 0 | 0 | 0 | 0 | 0 | 0
- | - | - | - | - | 0 | 0 | 0 | 0 | 0 | 0 | 0 | 0 | 0 | 0 | 0 | 0 | 0 | 0 | 0 | 0 | 0 | 0 | 0 | 0 | 0 | 0 | 0 | 0 | 0 | 0 | 0 | 0 | 0 | 0 | 0 | 0 | 0 | 0 | 0 | 0 | 0 | 0 | 0 | 0 | 0 | 0 | 0 | 0 | 0 | 0 | 0 | 0 | 0 | 0 | 0 | 0 | 0 | 0 | 0 | 0 | 0 | 0 | 0 | 0 | 0 | 0 | 0 | 0 | 0
- | - | - | - | - | 0 | 0 | 0 | 0 | 0 | 0 | 0 | 0 | 0 | 0 | 0 | 0 | 0 | 0 | 0 | 0 | 0 | 0 | 0 | 0 | 0 | 0 | 0 | 0 | 0 | 0 | 0 | 0 | 0 | 0 | 0 | 0 | 0 | 0 | 0 | 0 | 0 | 0 | 0 | 0 | 0 | 0 | 0 | 0 | 0 | 0 | 0 | 0 | 0 | 0 | 0 | 0 | 0 | 0 | 0 | 0 | 0 | 0 | 0 | 0 | 0 | 0 | 0 | 0 | 0
- | - | - | - | - | 0 | 0 | 0 | 0 | 0 | 0 | 0 | 0 | 0 | 0 | 0 | 0 | 0 | 0 | 0 | 0 | 0 | 0 | 0 | 0 | 0 | 0 | 0 | 0 | 0 | 0 | 0 | 0 | 0 | 0 | 0 | 0 | 0 | 0 | 0 | 0 | 0 | 0 | 0 | 0 | 0 | 0 | 0 | 0 | 0 | 0 | 0 | 0 | 0 | 0 | 0 | 0 | 0 | 0 | 0 | 0 | 0 | 0 | 0 | 0 | 0 | 0 | 0 | 0 | 0
- | - | - | - | - | 0 | 0 | 0 | 0 | 0 | 0 | 0 | 0 | 0 | 0 | 0 | 0 | 0 | 0 | 0 | 0 | 0 | 0 | 0 | 0 | 0 | 0 | 0 | 0 | 0 | 0 | 0 | 0 | 0 | 0 | 0 | 0 | 0 | 0 | 0 | 0 | 0 | 0 | 0 | 0 | 0 | 0 | 0 | 0 | 0 | 0 | 0 | 0 | 0 | 0 | 0 | 0 | 0 | 0 | 0 | 0 | 0 | 0 | 0 | 0 | 0 | 0 | 0 | 0 | 0
- | - | - | - | - | 0 | 0 | 0 | 0 | 0 | 0 | 0 | 0 | 0 | 0 | 0 | 0 | 0 | 0 | 0 | 0 | 0 | 0 | 0 | 0 | 0 | 0 | 0 | 0 | 0 | 0 | 0 | 0 | 0 | 0 | 0 | 0 | 0 | 0 | 0 | 0 | 0 | 0 | 0 | 0 | 0 | 0 | 0 | 0 | 0 | 0 | 0 | 0 | 0 | 0 | 0 | 0 | 0 | 0 | 0 | 0 | 0 | 0 | 0 | 0 | 0 | 0 | 0 | 0 | 0
- | - | - | - | - | 0 | 0 | 0 | 0 | 0 | 0 | 0 | 0 | 0 | 0 | 0 | 0 | 0 | 0 | 0 | 0 | 0 | 0 | 0 | 0 | 0 | 0 | 0 | 0 | 0 | 0 | 0 | 0 | 0 | 0 | 0 | 0 | 0 | 0 | 0 | 0 | 0 | 0 | 0 | 0 | 0 | 0 | 0 | 0 | 0 | 0 | 0 | 0 | 0 | 0 | 0 | 0 | 0 | 0 | 0 | 0 | 0 | 0 | 0 | 0 | 0 | 0 | 0 | 0 | 0
- | - | - | - | - | 0 | 0 | 0 | 0 | 0 | 0 | 0 | 0 | 0 | 0 | 0 | 0 | 0 | 0 | 0 | 0 | 0 | 0 | 0 | 0 | 0 | 0 | 0 | 0 | 0 | 0 | 0 | 0 | 0 | 0 | 0 | 0 | 0 | 0 | 0 | 0 | 0 | 0 | 0 | 0 | 0 | 0 | 0 | 0 | 0 | 0 | 0 | 0 | 0 | 0 | 0 | 0 | 0 | 0 | 0 | 0 | 0 | 0 | 0 | 0 | 0 | 0 | 0 | 0 | 0
- | - | - | - | - | 0 | 0 | 0 | 0 | 0 | 0 | 0 | 0 | 0 | 0 | 0 | 0 | 0 | 0 | 0 | 0 | 0 | 0 | 0 | 0 | 0 | 0 | 0 | 0 | 0 | 0 | 0 | 0 | 0 | 0 | 0 | 0 | 0 | 0 | 0 | 0 | 0 | 0 | 0 | 0 | 0 | 0 | 0 | 0 | 0 | 0 | 0 | 0 | 0 | 0 | 0 | 0 | 0 | 0 | 0 | 0 | 0 | 0 | 0 | 0 | 0 | 0 | 0 | 0 | 0
- | - | - | - | - | 0 | 0 | 0 | 0 | 0 | 0 | 0 | 0 | 0 | 0 | 0 | 0 | 0 | 0 | 0 | 0 | 0 | 0 | 0 | 0 | 0 | 0 | 0 | 0 | 0 | 0 | 0 | 0 | 0 | 0 | 0 | 0 | 0 | 0 | 0 | 0 | 0 | 0 | 0 | 0 | 0 | 0 | 0 | 0 | 0 | 0 | 0 | 0 | 0 | 0 | 0 | 0 | 0 | 0 | 0 | 0 | 0 | 0 | 0 | 0 | 0 | 0 | 0 | 0 | 0
- | - | - | - | - | 0 | 0 | 0 | 0 | 0 | 0 | 0 | 0 | 0 | 0 | 0 | 0 | 0 | 0 | 0 | 0 | 0 | 0 | 0 | 0 | 0 | 0 | 0 | 0 | 0 | 0 | 0 | 0 | 0 | 0 | 0 | 0 | 0 | 0 | 0 | 0 | 0 | 0 | 0 | 0 | 0 | 0 | 0 | 0 | 0 | 0 | 0 | 0 | 0 | 0 | 0 | 0 | 0 | 0 | 0 | 0 | 0 | 0 | 0 | 0 | 0 | 0 | 0 | 0 | 0
- | - | - | - | - | 0 | 0 | 0 | 0 | 0 | 0 | 0 | 0 | 0 | 0 | 0 | 0 | 0 | 0 | 0 | 0 | 0 | 0 | 0 | 0 | 0 | 0 | 0 | 0 | 0 | 0 | 0 | 0 | 0 | 0 | 0 | 0 | 0 | 0 | 0 | 0 | 0 | 0 | 0 | 0 | 0 | 0 | 0 | 0 | 0 | 0 | 0 | 0 | 0 | 0 | 0 | 0 | 0 | 0 | 0 | 0 | 0 | 0 | 0 | 0 | 0 | 0 | 0 | 0 | 0
- | - | - | - | - | 0 | 0 | 0 | 0 | 0 | 0 | 0 | 0 | 0 | 0 | 0 | 0 | 0 | 0 | 0 | 0 | 0 | 0 | 0 | 0 | 0 | 0 | 0 | 0 | 0 | 0 | 0 | 0 | 0 | 0 | 0 | 0 | 0 | 0 | 0 | 0 | 0 | 0 | 0 | 0 | 0 | 0 | 0 | 0 | 0 | 0 | 0 | 0 | 0 | 0 | 0 | 0 | 0 | 0 | 0 | 0 | 0 | 0 | 0 | 0 | 0 | 0 | 0 | 0 | 0
- | - | - | - | - | 0 | 0 | 0 | 0 | 0 | 0 | 0 | 0 | 0 | 0 | 0 | 0 | 0 | 0 | 0 | 0 | 0 | 0 | 0 | 0 | 0 | 0 | 0 | 0 | 0 | 0 | 0 | 0 | 0 | 0 | 0 | 0 | 0 | 0 | 0 | 0 | 0 | 0 | 0 | 0 | 0 | 0 | 0 | 0 | 0 | 0 | 0 | 0 | 0 | 0 | 0 | 0 | 0 | 0 | 0 | 0 | 0 | 0 | 0 | 0 | 0 | 0 | 0 | 0 | 0
- | - | - | - | - | 0 | 0 | 0 | 0 | 0 | 0 | 0 | 0 | 0 | 0 | 0 | 0 | 0 | 0 | 0 | 0 | 0 | 0 | 0 | 0 | 0 | 0 | 0 | 0 | 0 | 0 | 0 | 0 | 0 | 0 | 0 | 0 | 0 | 0 | 0 | 0 | 0 | 0 | 0 | 0 | 0 | 0 | 0 | 0 | 0 | 0 | 0 | 0 | 0 | 0 | 0 | 0 | 0 | 0 | 0 | 0 | 0 | 0 | 0 | 0 | 0 | 0 | 0 | 0 | 0
- | - | - | - | - | 0 | 0 | 0 | 0 | 0 | 0 | 0 | 0 | 0 | 0 | 0 | 0 | 0 | 0 | 0 | 0 | 0 | 0 | 0 | 0 | 0 | 0 | 0 | 0 | 0 | 0 | 0 | 0 | 0 | 0 | 0 | 0 | 0 | 0 | 0 | 0 | 0 | 0 | 0 | 0 | 0 | 0 | 0 | 0 | 0 | 0 | 0 | 0 | 0 | 0 | 0 | 0 | 0 | 0 | 0 | 0 | 0 | 0 | 0 | 0 | 0 | 0 | 0 | 0 | 0
- | - | - | - | - | 0 | 0 | 0 | 0 | 0 | 0 | 0 | 0 | 0 | 0 | 0 | 0 | 0 | 0 | 0 | 0 | 0 | 0 | 0 | 0 | 0 | 0 | 0 | 0 | 0 | 0 | 0 | 0 | 0 | 0 | 0 | 0 | 0 | 0 | 0 | 0 | 0 | 0 | 0 | 0 | 0 | 0 | 0 | 0 | 0 | 0 | 0 | 0 | 0 | 0 | 0 | 0 | 0 | 0 | 0 | 0 | 0 | 0 | 0 | 0 | 0 | 0 | 0 | 0 | 0
- | - | - | - | - | 0 | 0 | 0 | 0 | 0 | 0 | 0 | 0 | 0 | 0 | 0 | 0 | 0 | 0 | 0 | 0 | 0 | 0 | 0 | 0 | 0 | 0 | 0 | 0 | 0 | 0 | 0 | 0 | 0 | 0 | 0 | 0 | 0 | 0 | 0 | 0 | 0 | 0 | 0 | 0 | 0 | 0 | 0 | 0 | 0 | 0 | 0 | 0 | 0 | 0 | 0 | 0 | 0 | 0 | 0 | 0 | 0 | 0 | 0 | 0 | 0 | 0 | 0 | 0 | 0
- | - | - | - | - | 0 | 0 | 0 | 0 | 0 | 0 | 0 | 0 | 0 | 0 | 0 | 0 | 0 | 0 | 0 | 0 | 0 | 0 | 0 | 0 | 0 | 0 | 0 | 0 | 0 | 0 | 0 | 0 | 0 | 0 | 0 | 0 | 0 | 0 | 0 | 0 | 0 | 0 | 0 | 0 | 0 | 0 | 0 | 0 | 0 | 0 | 0 | 0 | 0 | 0 | 0 | 0 | 0 | 0 | 0 | 0 | 0 | 0 | 0 | 0 | 0 | 0 | 0 | 0 | 0
- | - | - | - | - | 0 | 0 | 0 | 0 | 0 | 0 | 0 | 0 | 0 | 0 | 0 | 0 | 0 | 0 | 0 | 0 | 0 | 0 | 0 | 0 | 0 | 0 | 0 | 0 | 0 | 0 | 0 | 0 | 0 | 0 | 0 | 0 | 0 | 0 | 0 | 0 | 0 | 0 | 0 | 0 | 0 | 0 | 0 | 0 | 0 | 0 | 0 | 0 | 0 | 0 | 0 | 0 | 0 | 0 | 0 | 0 | 0 | 0 | 0 | 0 | 0 | 0 | 0 | 0 | 0
- | - | - | - | - | 0 | 0 | 0 | 0 | 0 | 0 | 0 | 0 | 0 | 0 | 0 | 0 | 0 | 0 | 0 | 0 | 0 | 0 | 0 | 0 | 0 | 0 | 0 | 0 | 0 | 0 | 0 | 0 | 0 | 0 | 0 | 0 | 0 | 0 | 0 | 0 | 0 | 0 | 0 | 0 | 0 | 0 | 0 | 0 | 0 | 0 | 0 | 0 | 0 | 0 | 0 | 0 | 0 | 0 | 0 | 0 | 0 | 0 | 0 | 0 | 0 | 0 | 0 | 0 | 0
- | - | - | - | - | 0 | 0 | 0 | 0 | 0 | 0 | 0 | 0 | 0 | 0 | 0 | 0 | 0 | 0 | 0 | 0 | 0 | 0 | 0 | 0 | 0 | 0 | 0 | 0 | 0 | 0 | 0 | 0 | 0 | 0 | 0 | 0 | 0 | 0 | 0 | 0 | 0 | 0 | 0 | 0 | 0 | 0 | 0 | 0 | 0 | 0 | 0 | 0 | 0 | 0 | 0 | 0 | 0 | 0 | 0 | 0 | 0 | 0 | 0 | 0 | 0 | 0 | 0 | 0 | 0
- | - | - | - | - | 0 | 0 | 0 | 0 | 0 | 0 | 0 | 0 | 0 | 0 | 0 | 0 | 0 | 0 | 0 | 0 | 0 | 0 | 0 | 0 | 0 | 0 | 0 | 0 | 0 | 0 | 0 | 0 | 0 | 0 | 0 | 0 | 0 | 0 | 0 | 0 | 0 | 0 | 0 | 0 | 0 | 0 | 0 | 0 | 0 | 0 | 0 | 0 | 0 | 0 | 0 | 0 | 0 | 0 | 0 | 0 | 0 | 0 | 0 | 0 | 0 | 0 | 0 | 0 | 0
- | - | - | - | - | 0 | 0 | 0 | 0 | 0 | 0 | 0 | 0 | 0 | 0 | 0 | 0 | 0 | 0 | 0 | 0 | 0 | 0 | 0 | 0 | 0 | 0 | 0 | 0 | 0 | 0 | 0 | 0 | 0 | 0 | 0 | 0 | 0 | 0 | 0 | 0 | 0 | 0 | 0 | 0 | 0 | 0 | 0 | 0 | 0 | 0 | 0 | 0 | 0 | 0 | 0 | 0 | 0 | 0 | 0 | 0 | 0 | 0 | 0 | 0 | 0 | 0 | 0 | 0 | 0
- | - | - | - | - | 0 | 0 | 0 | 0 | 0 | 0 | 0 | 0 | 0 | 0 | 0 | 0 | 0 | 0 | 0 | 0 | 0 | 0 | 0 | 0 | 0 | 0 | 0 | 0 | 0 | 0 | 0 | 0 | 0 | 0 | 0 | 0 | 0 | 0 | 0 | 0 | 0 | 0 | 0 | 0 | 0 | 0 | 0 | 0 | 0 | 0 | 0 | 0 | 0 | 0 | 0 | 0 | 0 | 0 | 0 | 0 | 0 | 0 | 0 | 0 | 0 | 0 | 0 | 0 | 0
- | - | - | - | - | 0 | 0 | 0 | 0 | 0 | 0 | 0 | 0 | 0 | 0 | 0 | 0 | 0 | 0 | 0 | 0 | 0 | 0 | 0 | 0 | 0 | 0 | 0 | 0 | 0 | 0 | 0 | 0 | 0 | 0 | 0 | 0 | 0 | 0 | 0 | 0 | 0 | 0 | 0 | 0 | 0 | 0 | 0 | 0 | 0 | 0 | 0 | 0 | 0 | 0 | 0 | 0 | 0 | 0 | 0 | 0 | 0 | 0 | 0 | 0 | 0 | 0 | 0 | 0 | 0
- | - | - | - | - | 0 | 0 | 0 | 0 | 0 | 0 | 0 | 0 | 0 | 0 | 0 | 0 | 0 | 0 | 0 | 0 | 0 | 0 | 0 | 0 | 0 | 0 | 0 | 0 | 0 | 0 | 0 | 0 | 0 | 0 | 0 | 0 | 0 | 0 | 0 | 0 | 0 | 0 | 0 | 0 | 0 | 0 | 0 | 0 | 0 | 0 | 0 | 0 | 0 | 0 | 0 | 0 | 0 | 0 | 0 | 0 | 0 | 0 | 0 | 0 | 0 | 0 | 0 | 0 | 0
- | - | - | - | - | 0 | 0 | 0 | 0 | 0 | 0 | 0 | 0 | 0 | 0 | 0 | 0 | 0 | 0 | 0 | 0 | 0 | 0 | 0 | 0 | 0 | 0 | 0 | 0 | 0 | 0 | 0 | 0 | 0 | 0 | 0 | 0 | 0 | 0 | 0 | 0 | 0 | 0 | 0 | 0 | 0 | 0 | 0 | 0 | 0 | 0 | 0 | 0 | 0 | 0 | 0 | 0 | 0 | 0 | 0 | 0 | 0 | 0 | 0 | 0 | 0 | 0 | 0 | 0 | 0
- | - | - | - | - | 0 | 0 | 0 | 0 | 0 | 0 | 0 | 0 | 0 | 0 | 0 | 0 | 0 | 0 | 0 | 0 | 0 | 0 | 0 | 0 | 0 | 0 | 0 | 0 | 0 | 0 | 0 | 0 | 0 | 0 | 0 | 0 | 0 | 0 | 0 | 0 | 0 | 0 | 0 | 0 | 0 | 0 | 0 | 0 | 0 | 0 | 0 | 0 | 0 | 0 | 0 | 0 | 0 | 0 | 0 | 0 | 0 | 0 | 0 | 0 | 0 | 0 | 0 | 0 | 0
- | - | - | - | - | 0 | 0 | 0 | 0 | 0 | 0 | 0 | 0 | 0 | 0 | 0 | 0 | 0 | 0 | 0 | 0 | 0 | 0 | 0 | 0 | 0 | 0 | 0 | 0 | 0 | 0 | 0 | 0 | 0 | 0 | 0 | 0 | 0 | 0 | 0 | 0 | 0 | 0 | 0 | 0 | 0 | 0 | 0 | 0 | 0 | 0 | 0 | 0 | 0 | 0 | 0 | 0 | 0 | 0 | 0 | 0 | 0 | 0 | 0 | 0 | 0 | 0 | 0 | 0 | 0
- | - | - | - | - | 0 | 0 | 0 | 0 | 0 | 0 | 0 | 0 | 0 | 0 | 0 | 0 | 0 | 0 | 0 | 0 | 0 | 0 | 0 | 0 | 0 | 0 | 0 | 0 | 0 | 0 | 0 | 0 | 0 | 0 | 0 | 0 | 0 | 0 | 0 | 0 | 0 | 0 | 0 | 0 | 0 | 0 | 0 | 0 | 0 | 0 | 0 | 0 | 0 | 0 | 0 | 0 | 0 | 0 | 0 | 0 | 0 | 0 | 0 | 0 | 0 | 0 | 0 | 0 | 0
- | - | - | - | - | 0 | 0 | 0 | 0 | 0 | 0 | 0 | 0 | 0 | 0 | 0 | 0 | 0 | 0 | 0 | 0 | 0 | 0 | 0 | 0 | 0 | 0 | 0 | 0 | 0 | 0 | 0 | 0 | 0 | 0 | 0 | 0 | 0 | 0 | 0 | 0 | 0 | 0 | 0 | 0 | 0 | 0 | 0 | 0 | 0 | 0 | 0 | 0 | 0 | 0 | 0 | 0 | 0 | 0 | 0 | 0 | 0 | 0 | 0 | 0 | 0 | 0 | 0 | 0 | 0
- | - | - | - | - | 0 | 0 | 0 | 0 | 0 | 0 | 0 | 0 | 0 | 0 | 0 | 0 | 0 | 0 | 0 | 0 | 0 | 0 | 0 | 0 | 0 | 0 | 0 | 0 | 0 | 0 | 0 | 0 | 0 | 0 | 0 | 0 | 0 | 0 | 0 | 0 | 0 | 0 | 0 | 0 | 0 | 0 | 0 | 0 | 0 | 0 | 0 | 0 | 0 | 0 | 0 | 0 | 0 | 0 | 0 | 0 | 0 | 0 | 0 | 0 | 0 | 0 | 0 | 0 | 0
- | - | - | - | - | 0 | 0 | 0 | 0 | 0 | 0 | 0 | 0 | 0 | 0 | 0 | 0 | 0 | 0 | 0 | 0 | 0 | 0 | 0 | 0 | 0 | 0 | 0 | 0 | 0 | 0 | 0 | 0 | 0 | 0 | 0 | 0 | 0 | 0 | 0 | 0 | 0 | 0 | 0 | 0 | 0 | 0 | 0 | 0 | 0 | 0 | 0 | 0 | 0 | 0 | 0 | 0 | 0 | 0 | 0 | 0 | 0 | 0 | 0 | 0 | 0 | 0 | 0 | 0 | 0
- | - | - | - | - | 0 | 0 | 0 | 0 | 0 | 0 | 0 | 0 | 0 | 0 | 0 | 0 | 0 | 0 | 0 | 0 | 0 | 0 | 0 | 0 | 0 | 0 | 0 | 0 | 0 | 0 | 0 | 0 | 0 | 0 | 0 | 0 | 0 | 0 | 0 | 0 | 0 | 0 | 0 | 0 | 0 | 0 | 0 | 0 | 0 | 0 | 0 | 0 | 0 | 0 | 0 | 0 | 0 | 0 | 0 | 0 | 0 | 0 | 0 | 0 | 0 | 0 | 0 | 0 | 0
- | - | - | - | - | 0 | 0 | 0 | 0 | 0 | 0 | 0 | 0 | 0 | 0 | 0 | 0 | 0 | 0 | 0 | 0 | 0 | 0 | 0 | 0 | 0 | 0 | 0 | 0 | 0 | 0 | 0 | 0 | 0 | 0 | 0 | 0 | 0 | 0 | 0 | 0 | 0 | 0 | 0 | 0 | 0 | 0 | 0 | 0 | 0 | 0 | 0 | 0 | 0 | 0 | 0 | 0 | 0 | 0 | 0 | 0 | 0 | 0 | 0 | 0 | 0 | 0 | 0 | 0 | 0
- | - | - | - | - | 0 | 0 | 0 | 0 | 0 | 0 | 0 | 0 | 0 | 0 | 0 | 0 | 0 | 0 | 0 | 0 | 0 | 0 | 0 | 0 | 0 | 0 | 0 | 0 | 0 | 0 | 0 | 0 | 0 | 0 | 0 | 0 | 0 | 0 | 0 | 0 | 0 | 0 | 0 | 0 | 0 | 0 | 0 | 0 | 0 | 0 | 0 | 0 | 0 | 0 | 0 | 0 | 0 | 0 | 0 | 0 | 0 | 0 | 0 | 0 | 0 | 0 | 0 | 0 | 0
- | - | - | - | - | 0 | 0 | 0 | 0 | 0 | 0 | 0 | 0 | 0 | 0 | 0 | 0 | 0 | 0 | 0 | 0 | 0 | 0 | 0 | 0 | 0 | 0 | 0 | 0 | 0 | 0 | 0 | 0 | 0 | 0 | 0 | 0 | 0 | 0 | 0 | 0 | 0 | 0 | 0 | 0 | 0 | 0 | 0 | 0 | 0 | 0 | 0 | 0 | 0 | 0 | 0 | 0 | 0 | 0 | 0 | 0 | 0 | 0 | 0 | 0 | 0 | 0 | 0 | 0 | 0
- | - | - | - | - | 0 | 0 | 0 | 0 | 0 | 0 | 0 | 0 | 0 | 0 | 0 | 0 | 0 | 0 | 0 | 0 | 0 | 0 | 0 | 0 | 0 | 0 | 0 | 0 | 0 | 0 | 0 | 0 | 0 | 0 | 0 | 0 | 0 | 0 | 0 | 0 | 0 | 0 | 0 | 0 | 0 | 0 | 0 | 0 | 0 | 0 | 0 | 0 | 0 | 0 | 0 | 0 | 0 | 0 | 0 | 0 | 0 | 0 | 0 | 0 | 0 | 0 | 0 | 0 | 0
- | - | - | - | - | 0 | 0 | 0 | 0 | 0 | 0 | 0 | 0 | 0 | 0 | 0 | 0 | 0 | 0 | 0 | 0 | 0 | 0 | 0 | 0 | 0 | 0 | 0 | 0 | 0 | 0 | 0 | 0 | 0 | 0 | 0 | 0 | 0 | 0 | 0 | 0 | 0 | 0 | 0 | 0 | 0 | 0 | 0 | 0 | 0 | 0 | 0 | 0 | 0 | 0 | 0 | 0 | 0 | 0 | 0 | 0 | 0 | 0 | 0 | 0 | 0 | 0 | 0 | 0 | 0
- | - | - | - | - | 0 | 0 | 0 | 0 | 0 | 0 | 0 | 0 | 0 | 0 | 0 | 0 | 0 | 0 | 0 | 0 | 0 | 0 | 0 | 0 | 0 | 0 | 0 | 0 | 0 | 0 | 0 | 0 | 0 | 0 | 0 | 0 | 0 | 0 | 0 | 0 | 0 | 0 | 0 | 0 | 0 | 0 | 0 | 0 | 0 | 0 | 0 | 0 | 0 | 0 | 0 | 0 | 0 | 0 | 0 | 0 | 0 | 0 | 0 | 0 | 0 | 0 | 0 | 0 | 0
- | - | - | - | - | 0 | 0 | 0 | 0 | 0 | 0 | 0 | 0 | 0 | 0 | 0 | 0 | 0 | 0 | 0 | 0 | 0 | 0 | 0 | 0 | 0 | 0 | 0 | 0 | 0 | 0 | 0 | 0 | 0 | 0 | 0 | 0 | 0 | 0 | 0 | 0 | 0 | 0 | 0 | 0 | 0 | 0 | 0 | 0 | 0 | 0 | 0 | 0 | 0 | 0 | 0 | 0 | 0 | 0 | 0 | 0 | 0 | 0 | 0 | 0 | 0 | 0 | 0 | 0 | 0
- | - | - | - | - | 0 | 0 | 0 | 0 | 0 | 0 | 0 | 0 | 0 | 0 | 0 | 0 | 0 | 0 | 0 | 0 | 0 | 0 | 0 | 0 | 0 | 0 | 0 | 0 | 0 | 0 | 0 | 0 | 0 | 0 | 0 | 0 | 0 | 0 | 0 | 0 | 0 | 0 | 0 | 0 | 0 | 0 | 0 | 0 | 0 | 0 | 0 | 0 | 0 | 0 | 0 | 0 | 0 | 0 | 0 | 0 | 0 | 0 | 0 | 0 | 0 | 0 | 0 | 0 | 0
- | - | - | - | - | 0 | 0 | 0 | 0 | 0 | 0 | 0 | 0 | 0 | 0 | 0 | 0 | 0 | 0 | 0 | 0 | 0 | 0 | 0 | 0 | 0 | 0 | 0 | 0 | 0 | 0 | 0 | 0 | 0 | 0 | 0 | 0 | 0 | 0 | 0 | 0 | 0 | 0 | 0 | 0 | 0 | 0 | 0 | 0 | 0 | 0 | 0 | 0 | 0 | 0 | 0 | 0 | 0 | 0 | 0 | 0 | 0 | 0 | 0 | 0 | 0 | 0 | 0 | 0 | 0
- | - | - | - | - | 0 | 0 | 0 | 0 | 0 | 0 | 0 | 0 | 0 | 0 | 0 | 0 | 0 | 0 | 0 | 0 | 0 | 0 | 0 | 0 | 0 | 0 | 0 | 0 | 0 | 0 | 0 | 0 | 0 | 0 | 0 | 0 | 0 | 0 | 0 | 0 | 0 | 0 | 0 | 0 | 0 | 0 | 0 | 0 | 0 | 0 | 0 | 0 | 0 | 0 | 0 | 0 | 0 | 0 | 0 | 0 | 0 | 0 | 0 | 0 | 0 | 0 | 0 | 0 | 0
- | - | - | - | - | 0 | 0 | 0 | 0 | 0 | 0 | 0 | 0 | 0 | 0 | 0 | 0 | 0 | 0 | 0 | 0 | 0 | 0 | 0 | 0 | 0 | 0 | 0 | 0 | 0 | 0 | 0 | 0 | 0 | 0 | 0 | 0 | 0 | 0 | 0 | 0 | 0 | 0 | 0 | 0 | 0 | 0 | 0 | 0 | 0 | 0 | 0 | 0 | 0 | 0 | 0 | 0 | 0 | 0 | 0 | 0 | 0 | 0 | 0 | 0 | 0 | 0 | 0 | 0 | 0
- | - | - | - | - | 0 | 0 | 0 | 0 | 0 | 0 | 0 | 0 | 0 | 0 | 0 | 0 | 0 | 0 | 0 | 0 | 0 | 0 | 0 | 0 | 0 | 0 | 0 | 0 | 0 | 0 | 0 | 0 | 0 | 0 | 0 | 0 | 0 | 0 | 0 | 0 | 0 | 0 | 0 | 0 | 0 | 0 | 0 | 0 | 0 | 0 | 0 | 0 | 0 | 0 | 0 | 0 | 0 | 0 | 0 | 0 | 0 | 0 | 0 | 0 | 0 | 0 | 0 | 0 | 0
- | - | - | - | - | 0 | 0 | 0 | 0 | 0 | 0 | 0 | 0 | 0 | 0 | 0 | 0 | 0 | 0 | 0 | 0 | 0 | 0 | 0 | 0 | 0 | 0 | 0 | 0 | 0 | 0 | 0 | 0 | 0 | 0 | 0 | 0 | 0 | 0 | 0 | 0 | 0 | 0 | 0 | 0 | 0 | 0 | 0 | 0 | 0 | 0 | 0 | 0 | 0 | 0 | 0 | 0 | 0 | 0 | 0 | 0 | 0 | 0 | 0 | 0 | 0 | 0 | 0 | 0 | 0
- | - | - | - | - | 0 | 0 | 0 | 0 | 0 | 0 | 0 | 0 | 0 | 0 | 0 | 0 | 0 | 0 | 0 | 0 | 0 | 0 | 0 | 0 | 0 | 0 | 0 | 0 | 0 | 0 | 0 | 0 | 0 | 0 | 0 | 0 | 0 | 0 | 0 | 0 | 0 | 0 | 0 | 0 | 0 | 0 | 0 | 0 | 0 | 0 | 0 | 0 | 0 | 0 | 0 | 0 | 0 | 0 | 0 | 0 | 0 | 0 | 0 | 0 | 0 | 0 | 0 | 0 | 0
- | - | - | - | - | 0 | 0 | 0 | 0 | 0 | 0 | 0 | 0 | 0 | 0 | 0 | 0 | 0 | 0 | 0 | 0 | 0 | 0 | 0 | 0 | 0 | 0 | 0 | 0 | 0 | 0 | 0 | 0 | 0 | 0 | 0 | 0 | 0 | 0 | 0 | 0 | 0 | 0 | 0 | 0 | 0 | 0 | 0 | 0 | 0 | 0 | 0 | 0 | 0 | 0 | 0 | 0 | 0 | 0 | 0 | 0 | 0 | 0 | 0 | 0 | 0 | 0 | 0 | 0 | 0
- | - | - | - | - | 0 | 0 | 0 | 0 | 0 | 0 | 0 | 0 | 0 | 0 | 0 | 0 | 0 | 0 | 0 | 0 | 0 | 0 | 0 | 0 | 0 | 0 | 0 | 0 | 0 | 0 | 0 | 0 | 0 | 0 | 0 | 0 | 0 | 0 | 0 | 0 | 0 | 0 | 0 | 0 | 0 | 0 | 0 | 0 | 0 | 0 | 0 | 0 | 0 | 0 | 0 | 0 | 0 | 0 | 0 | 0 | 0 | 0 | 0 | 0 | 0 | 0 | 0 | 0 | 0
- | - | - | - | - | 0 | 0 | 0 | 0 | 0 | 0 | 0 | 0 | 0 | 0 | 0 | 0 | 0 | 0 | 0 | 0 | 0 | 0 | 0 | 0 | 0 | 0 | 0 | 0 | 0 | 0 | 0 | 0 | 0 | 0 | 0 | 0 | 0 | 0 | 0 | 0 | 0 | 0 | 0 | 0 | 0 | 0 | 0 | 0 | 0 | 0 | 0 | 0 | 0 | 0 | 0 | 0 | 0 | 0 | 0 | 0 | 0 | 0 | 0 | 0 | 0 | 0 | 0 | 0 | 0
- | - | - | - | - | 0 | 0 | 0 | 0 | 0 | 0 | 0 | 0 | 0 | 0 | 0 | 0 | 0 | 0 | 0 | 0 | 0 | 0 | 0 | 0 | 0 | 0 | 0 | 0 | 0 | 0 | 0 | 0 | 0 | 0 | 0 | 0 | 0 | 0 | 0 | 0 | 0 | 0 | 0 | 0 | 0 | 0 | 0 | 0 | 0 | 0 | 0 | 0 | 0 | 0 | 0 | 0 | 0 | 0 | 0 | 0 | 0 | 0 | 0 | 0 | 0 | 0 | 0 | 0 | 0
- | - | - | - | - | 0 | 0 | 0 | 0 | 0 | 0 | 0 | 0 | 0 | 0 | 0 | 0 | 0 | 0 | 0 | 0 | 0 | 0 | 0 | 0 | 0 | 0 | 0 | 0 | 0 | 0 | 0 | 0 | 0 | 0 | 0 | 0 | 0 | 0 | 0 | 0 | 0 | 0 | 0 | 0 | 0 | 0 | 0 | 0 | 0 | 0 | 0 | 0 | 0 | 0 | 0 | 0 | 0 | 0 | 0 | 0 | 0 | 0 | 0 | 0 | 0 | 0 | 0 | 0 | 0
- | - | - | - | - | 0 | 0 | 0 | 0 | 0 | 0 | 0 | 0 | 0 | 0 | 0 | 0 | 0 | 0 | 0 | 0 | 0 | 0 | 0 | 0 | 0 | 0 | 0 | 0 | 0 | 0 | 0 | 0 | 0 | 0 | 0 | 0 | 0 | 0 | 0 | 0 | 0 | 0 | 0 | 0 | 0 | 0 | 0 | 0 | 0 | 0 | 0 | 0 | 0 | 0 | 0 | 0 | 0 | 0 | 0 | 0 | 0 | 0 | 0 | 0 | 0 | 0 | 0 | 0 | 0
- | - | - | - | - | 0 | 0 | 0 | 0 | 0 | 0 | 0 | 0 | 0 | 0 | 0 | 0 | 0 | 0 | 0 | 0 | 0 | 0 | 0 | 0 | 0 | 0 | 0 | 0 | 0 | 0 | 0 | 0 | 0 | 0 | 0 | 0 | 0 | 0 | 0 | 0 | 0 | 0 | 0 | 0 | 0 | 0 | 0 | 0 | 0 | 0 | 0 | 0 | 0 | 0 | 0 | 0 | 0 | 0 | 0 | 0 | 0 | 0 | 0 | 0 | 0 | 0 | 0 | 0 | 0
- | - | - | - | - | 0 | 0 | 0 | 0 | 0 | 0 | 0 | 0 | 0 | 0 | 0 | 0 | 0 | 0 | 0 | 0 | 0 | 0 | 0 | 0 | 0 | 0 | 0 | 0 | 0 | 0 | 0 | 0 | 0 | 0 | 0 | 0 | 0 | 0 | 0 | 0 | 0 | 0 | 0 | 0 | 0 | 0 | 0 | 0 | 0 | 0 | 0 | 0 | 0 | 0 | 0 | 0 | 0 | 0 | 0 | 0 | 0 | 0 | 0 | 0 | 0 | 0 | 0 | 0 | 0
- | - | - | - | - | 0 | 0 | 0 | 0 | 0 | 0 | 0 | 0 | 0 | 0 | 0 | 0 | 0 | 0 | 0 | 0 | 0 | 0 | 0 | 0 | 0 | 0 | 0 | 0 | 0 | 0 | 0 | 0 | 0 | 0 | 0 | 0 | 0 | 0 | 0 | 0 | 0 | 0 | 0 | 0 | 0 | 0 | 0 | 0 | 0 | 0 | 0 | 0 | 0 | 0 | 0 | 0 | 0 | 0 | 0 | 0 | 0 | 0 | 0 | 0 | 0 | 0 | 0 | 0 | 0
- | - | - | - | - | 0 | 0 | 0 | 0 | 0 | 0 | 0 | 0 | 0 | 0 | 0 | 0 | 0 | 0 | 0 | 0 | 0 | 0 | 0 | 0 | 0 | 0 | 0 | 0 | 0 | 0 | 0 | 0 | 0 | 0 | 0 | 0 | 0 | 0 | 0 | 0 | 0 | 0 | 0 | 0 | 0 | 0 | 0 | 0 | 0 | 0 | 0 | 0 | 0 | 0 | 0 | 0 | 0 | 0 | 0 | 0 | 0 | 0 | 0 | 0 | 0 | 0 | 0 | 0 | 0
- | - | - | - | - | 0 | 0 | 0 | 0 | 0 | 0 | 0 | 0 | 0 | 0 | 0 | 0 | 0 | 0 | 0 | 0 | 0 | 0 | 0 | 0 | 0 | 0 | 0 | 0 | 0 | 0 | 0 | 0 | 0 | 0 | 0 | 0 | 0 | 0 | 0 | 0 | 0 | 0 | 0 | 0 | 0 | 0 | 0 | 0 | 0 | 0 | 0 | 0 | 0 | 0 | 0 | 0 | 0 | 0 | 0 | 0 | 0 | 0 | 0 | 0 | 0 | 0 | 0 | 0 | 0
- | - | - | - | - | 0 | 0 | 0 | 0 | 0 | 0 | 0 | 0 | 0 | 0 | 0 | 0 | 0 | 0 | 0 | 0 | 0 | 0 | 0 | 0 | 0 | 0 | 0 | 0 | 0 | 0 | 0 | 0 | 0 | 0 | 0 | 0 | 0 | 0 | 0 | 0 | 0 | 0 | 0 | 0 | 0 | 0 | 0 | 0 | 0 | 0 | 0 | 0 | 0 | 0 | 0 | 0 | 0 | 0 | 0 | 0 | 0 | 0 | 0 | 0 | 0 | 0 | 0 | 0 | 0
- | - | - | - | - | 0 | 0 | 0 | 0 | 0 | 0 | 0 | 0 | 0 | 0 | 0 | 0 | 0 | 0 | 0 | 0 | 0 | 0 | 0 | 0 | 0 | 0 | 0 | 0 | 0 | 0 | 0 | 0 | 0 | 0 | 0 | 0 | 0 | 0 | 0 | 0 | 0 | 0 | 0 | 0 | 0 | 0 | 0 | 0 | 0 | 0 | 0 | 0 | 0 | 0 | 0 | 0 | 0 | 0 | 0 | 0 | 0 | 0 | 0 | 0 | 0 | 0 | 0 | 0 | 0
- | - | - | - | - | 0 | 0 | 0 | 0 | 0 | 0 | 0 | 0 | 0 | 0 | 0 | 0 | 0 | 0 | 0 | 0 | 0 | 0 | 0 | 0 | 0 | 0 | 0 | 0 | 0 | 0 | 0 | 0 | 0 | 0 | 0 | 0 | 0 | 0 | 0 | 0 | 0 | 0 | 0 | 0 | 0 | 0 | 0 | 0 | 0 | 0 | 0 | 0 | 0 | 0 | 0 | 0 | 0 | 0 | 0 | 0 | 0 | 0 | 0 | 0 | 0 | 0 | 0 | 0 | 0
- | - | - | - | - | 0 | 0 | 0 | 0 | 0 | 0 | 0 | 0 | 0 | 0 | 0 | 0 | 0 | 0 | 0 | 0 | 0 | 0 | 0 | 0 | 0 | 0 | 0 | 0 | 0 | 0 | 0 | 0 | 0 | 0 | 0 | 0 | 0 | 0 | 0 | 0 | 0 | 0 | 0 | 0 | 0 | 0 | 0 | 0 | 0 | 0 | 0 | 0 | 0 | 0 | 0 | 0 | 0 | 0 | 0 | 0 | 0 | 0 | 0 | 0 | 0 | 0 | 0 | 0 | 0
- | - | - | - | - | 0 | 0 | 0 | 0 | 0 | 0 | 0 | 0 | 0 | 0 | 0 | 0 | 0 | 0 | 0 | 0 | 0 | 0 | 0 | 0 | 0 | 0 | 0 | 0 | 0 | 0 | 0 | 0 | 0 | 0 | 0 | 0 | 0 | 0 | 0 | 0 | 0 | 0 | 0 | 0 | 0 | 0 | 0 | 0 | 0 | 0 | 0 | 0 | 0 | 0 | 0 | 0 | 0 | 0 | 0 | 0 | 0 | 0 | 0 | 0 | 0 | 0 | 0 | 0 | 0
- | - | - | - | - | 0 | 0 | 0 | 0 | 0 | 0 | 0 | 0 | 0 | 0 | 0 | 0 | 0 | 0 | 0 | 0 | 0 | 0 | 0 | 0 | 0 | 0 | 0 | 0 | 0 | 0 | 0 | 0 | 0 | 0 | 0 | 0 | 0 | 0 | 0 | 0 | 0 | 0 | 0 | 0 | 0 | 0 | 0 | 0 | 0 | 0 | 0 | 0 | 0 | 0 | 0 | 0 | 0 | 0 | 0 | 0 | 0 | 0 | 0 | 0 | 0 | 0 | 0 | 0 | 0
- | - | - | - | - | 0 | 0 | 0 | 0 | 0 | 0 | 0 | 0 | 0 | 0 | 0 | 0 | 0 | 0 | 0 | 0 | 0 | 0 | 0 | 0 | 0 | 0 | 0 | 0 | 0 | 0 | 0 | 0 | 0 | 0 | 0 | 0 | 0 | 0 | 0 | 0 | 0 | 0 | 0 | 0 | 0 | 0 | 0 | 0 | 0 | 0 | 0 | 0 | 0 | 0 | 0 | 0 | 0 | 0 | 0 | 0 | 0 | 0 | 0 | 0 | 0 | 0 | 0 | 0 | 0
- | - | - | - | - | 0 | 0 | 0 | 0 | 0 | 0 | 0 | 0 | 0 | 0 | 0 | 0 | 0 | 0 | 0 | 0 | 0 | 0 | 0 | 0 | 0 | 0 | 0 | 0 | 0 | 0 | 0 | 0 | 0 | 0 | 0 | 0 | 0 | 0 | 0 | 0 | 0 | 0 | 0 | 0 | 0 | 0 | 0 | 0 | 0 | 0 | 0 | 0 | 0 | 0 | 0 | 0 | 0 | 0 | 0 | 0 | 0 | 0 | 0 | 0 | 0 | 0 | 0 | 0 | 0
- | - | - | - | - | 0 | 0 | 0 | 0 | 0 | 0 | 0 | 0 | 0 | 0 | 0 | 0 | 0 | 0 | 0 | 0 | 0 | 0 | 0 | 0 | 0 | 0 | 0 | 0 | 0 | 0 | 0 | 0 | 0 | 0 | 0 | 0 | 0 | 0 | 0 | 0 | 0 | 0 | 0 | 0 | 0 | 0 | 0 | 0 | 0 | 0 | 0 | 0 | 0 | 0 | 0 | 0 | 0 | 0 | 0 | 0 | 0 | 0 | 0 | 0 | 0 | 0 | 0 | 0 | 0
- | - | - | - | - | 0 | 0 | 0 | 0 | 0 | 0 | 0 | 0 | 0 | 0 | 0 | 0 | 0 | 0 | 0 | 0 | 0 | 0 | 0 | 0 | 0 | 0 | 0 | 0 | 0 | 0 | 0 | 0 | 0 | 0 | 0 | 0 | 0 | 0 | 0 | 0 | 0 | 0 | 0 | 0 | 0 | 0 | 0 | 0 | 0 | 0 | 0 | 0 | 0 | 0 | 0 | 0 | 0 | 0 | 0 | 0 | 0 | 0 | 0 | 0 | 0 | 0 | 0 | 0 | 0
- | - | - | - | - | 0 | 0 | 0 | 0 | 0 | 0 | 0 | 0 | 0 | 0 | 0 | 0 | 0 | 0 | 0 | 0 | 0 | 0 | 0 | 0 | 0 | 0 | 0 | 0 | 0 | 0 | 0 | 0 | 0 | 0 | 0 | 0 | 0 | 0 | 0 | 0 | 0 | 0 | 0 | 0 | 0 | 0 | 0 | 0 | 0 | 0 | 0 | 0 | 0 | 0 | 0 | 0 | 0 | 0 | 0 | 0 | 0 | 0 | 0 | 0 | 0 | 0 | 0 | 0 | 0
- | - | - | - | - | 0 | 0 | 0 | 0 | 0 | 0 | 0 | 0 | 0 | 0 | 0 | 0 | 0 | 0 | 0 | 0 | 0 | 0 | 0 | 0 | 0 | 0 | 0 | 0 | 0 | 0 | 0 | 0 | 0 | 0 | 0 | 0 | 0 | 0 | 0 | 0 | 0 | 0 | 0 | 0 | 0 | 0 | 0 | 0 | 0 | 0 | 0 | 0 | 0 | 0 | 0 | 0 | 0 | 0 | 0 | 0 | 0 | 0 | 0 | 0 | 0 | 0 | 0 | 0 | 0
- | - | - | - | - | 0 | 0 | 0 | 0 | 0 | 0 | 0 | 0 | 0 | 0 | 0 | 0 | 0 | 0 | 0 | 0 | 0 | 0 | 0 | 0 | 0 | 0 | 0 | 0 | 0 | 0 | 0 | 0 | 0 | 0 | 0 | 0 | 0 | 0 | 0 | 0 | 0 | 0 | 0 | 0 | 0 | 0 | 0 | 0 | 0 | 0 | 0 | 0 | 0 | 0 | 0 | 0 | 0 | 0 | 0 | 0 | 0 | 0 | 0 | 0 | 0 | 0 | 0 | 0 | 0
- | - | - | - | - | 0 | 0 | 0 | 0 | 0 | 0 | 0 | 0 | 0 | 0 | 0 | 0 | 0 | 0 | 0 | 0 | 0 | 0 | 0 | 0 | 0 | 0 | 0 | 0 | 0 | 0 | 0 | 0 | 0 | 0 | 0 | 0 | 0 | 0 | 0 | 0 | 0 | 0 | 0 | 0 | 0 | 0 | 0 | 0 | 0 | 0 | 0 | 0 | 0 | 0 | 0 | 0 | 0 | 0 | 0 | 0 | 0 | 0 | 0 | 0 | 0 | 0 | 0 | 0 | 0
- | - | - | - | - | 0 | 0 | 0 | 0 | 0 | 0 | 0 | 0 | 0 | 0 | 0 | 0 | 0 | 0 | 0 | 0 | 0 | 0 | 0 | 0 | 0 | 0 | 0 | 0 | 0 | 0 | 0 | 0 | 0 | 0 | 0 | 0 | 0 | 0 | 0 | 0 | 0 | 0 | 0 | 0 | 0 | 0 | 0 | 0 | 0 | 0 | 0 | 0 | 0 | 0 | 0 | 0 | 0 | 0 | 0 | 0 | 0 | 0 | 0 | 0 | 0 | 0 | 0 | 0 | 0
- | - | - | - | - | 0 | 0 | 0 | 0 | 0 | 0 | 0 | 0 | 0 | 0 | 0 | 0 | 0 | 0 | 0 | 0 | 0 | 0 | 0 | 0 | 0 | 0 | 0 | 0 | 0 | 0 | 0 | 0 | 0 | 0 | 0 | 0 | 0 | 0 | 0 | 0 | 0 | 0 | 0 | 0 | 0 | 0 | 0 | 0 | 0 | 0 | 0 | 0 | 0 | 0 | 0 | 0 | 0 | 0 | 0 | 0 | 0 | 0 | 0 | 0 | 0 | 0 | 0 | 0 | 0
- | - | - | - | - | 0 | 0 | 0 | 0 | 0 | 0 | 0 | 0 | 0 | 0 | 0 | 0 | 0 | 0 | 0 | 0 | 0 | 0 | 0 | 0 | 0 | 0 | 0 | 0 | 0 | 0 | 0 | 0 | 0 | 0 | 0 | 0 | 0 | 0 | 0 | 0 | 0 | 0 | 0 | 0 | 0 | 0 | 0 | 0 | 0 | 0 | 0 | 0 | 0 | 0 | 0 | 0 | 0 | 0 | 0 | 0 | 0 | 0 | 0 | 0 | 0 | 0 | 0 | 0 | 0
- | - | - | - | - | 0 | 0 | 0 | 0 | 0 | 0 | 0 | 0 | 0 | 0 | 0 | 0 | 0 | 0 | 0 | 0 | 0 | 0 | 0 | 0 | 0 | 0 | 0 | 0 | 0 | 0 | 0 | 0 | 0 | 0 | 0 | 0 | 0 | 0 | 0 | 0 | 0 | 0 | 0 | 0 | 0 | 0 | 0 | 0 | 0 | 0 | 0 | 0 | 0 | 0 | 0 | 0 | 0 | 0 | 0 | 0 | 0 | 0 | 0 | 0 | 0 | 0 | 0 | 0 | 0
- | - | - | - | - | 0 | 0 | 0 | 0 | 0 | 0 | 0 | 0 | 0 | 0 | 0 | 0 | 0 | 0 | 0 | 0 | 0 | 0 | 0 | 0 | 0 | 0 | 0 | 0 | 0 | 0 | 0 | 0 | 0 | 0 | 0 | 0 | 0 | 0 | 0 | 0 | 0 | 0 | 0 | 0 | 0 | 0 | 0 | 0 | 0 | 0 | 0 | 0 | 0 | 0 | 0 | 0 | 0 | 0 | 0 | 0 | 0 | 0 | 0 | 0 | 0 | 0 | 0 | 0 | 0
- | - | - | - | - | 0 | 0 | 0 | 0 | 0 | 0 | 0 | 0 | 0 | 0 | 0 | 0 | 0 | 0 | 0 | 0 | 0 | 0 | 0 | 0 | 0 | 0 | 0 | 0 | 0 | 0 | 0 | 0 | 0 | 0 | 0 | 0 | 0 | 0 | 0 | 0 | 0 | 0 | 0 | 0 | 0 | 0 | 0 | 0 | 0 | 0 | 0 | 0 | 0 | 0 | 0 | 0 | 0 | 0 | 0 | 0 | 0 | 0 | 0 | 0 | 0 | 0 | 0 | 0 | 0
- | - | - | - | - | 0 | 0 | 0 | 0 | 0 | 0 | 0 | 0 | 0 | 0 | 0 | 0 | 0 | 0 | 0 | 0 | 0 | 0 | 0 | 0 | 0 | 0 | 0 | 0 | 0 | 0 | 0 | 0 | 0 | 0 | 0 | 0 | 0 | 0 | 0 | 0 | 0 | 0 | 0 | 0 | 0 | 0 | 0 | 0 | 0 | 0 | 0 | 0 | 0 | 0 | 0 | 0 | 0 | 0 | 0 | 0 | 0 | 0 | 0 | 0 | 0 | 0 | 0 | 0 | 0
- | - | - | - | - | 0 | 0 | 0 | 0 | 0 | 0 | 0 | 0 | 0 | 0 | 0 | 0 | 0 | 0 | 0 | 0 | 0 | 0 | 0 | 0 | 0 | 0 | 0 | 0 | 0 | 0 | 0 | 0 | 0 | 0 | 0 | 0 | 0 | 0 | 0 | 0 | 0 | 0 | 0 | 0 | 0 | 0 | 0 | 0 | 0 | 0 | 0 | 0 | 0 | 0 | 0 | 0 | 0 | 0 | 0 | 0 | 0 | 0 | 0 | 0 | 0 | 0 | 0 | 0 | 0
- | - | - | - | - | 0 | 0 | 0 | 0 | 0 | 0 | 0 | 0 | 0 | 0 | 0 | 0 | 0 | 0 | 0 | 0 | 0 | 0 | 0 | 0 | 0 | 0 | 0 | 0 | 0 | 0 | 0 | 0 | 0 | 0 | 0 | 0 | 0 | 0 | 0 | 0 | 0 | 0 | 0 | 0 | 0 | 0 | 0 | 0 | 0 | 0 | 0 | 0 | 0 | 0 | 0 | 0 | 0 | 0 | 0 | 0 | 0 | 0 | 0 | 0 | 0 | 0 | 0 | 0 | 0
- | - | - | - | - | 0 | 0 | 0 | 0 | 0 | 0 | 0 | 0 | 0 | 0 | 0 | 0 | 0 | 0 | 0 | 0 | 0 | 0 | 0 | 0 | 0 | 0 | 0 | 0 | 0 | 0 | 0 | 0 | 0 | 0 | 0 | 0 | 0 | 0 | 0 | 0 | 0 | 0 | 0 | 0 | 0 | 0 | 0 | 0 | 0 | 0 | 0 | 0 | 0 | 0 | 0 | 0 | 0 | 0 | 0 | 0 | 0 | 0 | 0 | 0 | 0 | 0 | 0 | 0 | 0
- | - | - | - | - | 0 | 0 | 0 | 0 | 0 | 0 | 0 | 0 | 0 | 0 | 0 | 0 | 0 | 0 | 0 | 0 | 0 | 0 | 0 | 0 | 0 | 0 | 0 | 0 | 0 | 0 | 0 | 0 | 0 | 0 | 0 | 0 | 0 | 0 | 0 | 0 | 0 | 0 | 0 | 0 | 0 | 0 | 0 | 0 | 0 | 0 | 0 | 0 | 0 | 0 | 0 | 0 | 0 | 0 | 0 | 0 | 0 | 0 | 0 | 0 | 0 | 0 | 0 | 0 | 0
- | - | - | - | - | 0 | 0 | 0 | 0 | 0 | 0 | 0 | 0 | 0 | 0 | 0 | 0 | 0 | 0 | 0 | 0 | 0 | 0 | 0 | 0 | 0 | 0 | 0 | 0 | 0 | 0 | 0 | 0 | 0 | 0 | 0 | 0 | 0 | 0 | 0 | 0 | 0 | 0 | 0 | 0 | 0 | 0 | 0 | 0 | 0 | 0 | 0 | 0 | 0 | 0 | 0 | 0 | 0 | 0 | 0 | 0 | 0 | 0 | 0 | 0 | 0 | 0 | 0 | 0 | 0
- | - | - | - | - | 0 | 0 | 0 | 0 | 0 | 0 | 0 | 0 | 0 | 0 | 0 | 0 | 0 | 0 | 0 | 0 | 0 | 0 | 0 | 0 | 0 | 0 | 0 | 0 | 0 | 0 | 0 | 0 | 0 | 0 | 0 | 0 | 0 | 0 | 0 | 0 | 0 | 0 | 0 | 0 | 0 | 0 | 0 | 0 | 0 | 0 | 0 | 0 | 0 | 0 | 0 | 0 | 0 | 0 | 0 | 0 | 0 | 0 | 0 | 0 | 0 | 0 | 0 | 0 | 0
- | - | - | - | - | 0 | 0 | 0 | 0 | 0 | 0 | 0 | 0 | 0 | 0 | 0 | 0 | 0 | 0 | 0 | 0 | 0 | 0 | 0 | 0 | 0 | 0 | 0 | 0 | 0 | 0 | 0 | 0 | 0 | 0 | 0 | 0 | 0 | 0 | 0 | 0 | 0 | 0 | 0 | 0 | 0 | 0 | 0 | 0 | 0 | 0 | 0 | 0 | 0 | 0 | 0 | 0 | 0 | 0 | 0 | 0 | 0 | 0 | 0 | 0 | 0 | 0 | 0 | 0 | 0
- | - | - | - | - | 0 | 0 | 0 | 0 | 0 | 0 | 0 | 0 | 0 | 0 | 0 | 0 | 0 | 0 | 0 | 0 | 0 | 0 | 0 | 0 | 0 | 0 | 0 | 0 | 0 | 0 | 0 | 0 | 0 | 0 | 0 | 0 | 0 | 0 | 0 | 0 | 0 | 0 | 0 | 0 | 0 | 0 | 0 | 0 | 0 | 0 | 0 | 0 | 0 | 0 | 0 | 0 | 0 | 0 | 0 | 0 | 0 | 0 | 0 | 0 | 0 | 0 | 0 | 0 | 0
- | - | - | - | - | 0 | 0 | 0 | 0 | 0 | 0 | 0 | 0 | 0 | 0 | 0 | 0 | 0 | 0 | 0 | 0 | 0 | 0 | 0 | 0 | 0 | 0 | 0 | 0 | 0 | 0 | 0 | 0 | 0 | 0 | 0 | 0 | 0 | 0 | 0 | 0 | 0 | 0 | 0 | 0 | 0 | 0 | 0 | 0 | 0 | 0 | 0 | 0 | 0 | 0 | 0 | 0 | 0 | 0 | 0 | 0 | 0 | 0 | 0 | 0 | 0 | 0 | 0 | 0 | 0
- | - | - | - | - | 0 | 0 | 0 | 0 | 0 | 0 | 0 | 0 | 0 | 0 | 0 | 0 | 0 | 0 | 0 | 0 | 0 | 0 | 0 | 0 | 0 | 0 | 0 | 0 | 0 | 0 | 0 | 0 | 0 | 0 | 0 | 0 | 0 | 0 | 0 | 0 | 0 | 0 | 0 | 0 | 0 | 0 | 0 | 0 | 0 | 0 | 0 | 0 | 0 | 0 | 0 | 0 | 0 | 0 | 0 | 0 | 0 | 0 | 0 | 0 | 0 | 0 | 0 | 0 | 0
- | - | - | - | - | 0 | 0 | 0 | 0 | 0 | 0 | 0 | 0 | 0 | 0 | 0 | 0 | 0 | 0 | 0 | 0 | 0 | 0 | 0 | 0 | 0 | 0 | 0 | 0 | 0 | 0 | 0 | 0 | 0 | 0 | 0 | 0 | 0 | 0 | 0 | 0 | 0 | 0 | 0 | 0 | 0 | 0 | 0 | 0 | 0 | 0 | 0 | 0 | 0 | 0 | 0 | 0 | 0 | 0 | 0 | 0 | 0 | 0 | 0 | 0 | 0 | 0 | 0 | 0 | 0
- | - | - | - | - | 0 | 0 | 0 | 0 | 0 | 0 | 0 | 0 | 0 | 0 | 0 | 0 | 0 | 0 | 0 | 0 | 0 | 0 | 0 | 0 | 0 | 0 | 0 | 0 | 0 | 0 | 0 | 0 | 0 | 0 | 0 | 0 | 0 | 0 | 0 | 0 | 0 | 0 | 0 | 0 | 0 | 0 | 0 | 0 | 0 | 0 | 0 | 0 | 0 | 0 | 0 | 0 | 0 | 0 | 0 | 0 | 0 | 0 | 0 | 0 | 0 | 0 | 0 | 0 | 0
- | - | - | - | - | 0 | 0 | 0 | 0 | 0 | 0 | 0 | 0 | 0 | 0 | 0 | 0 | 0 | 0 | 0 | 0 | 0 | 0 | 0 | 0 | 0 | 0 | 0 | 0 | 0 | 0 | 0 | 0 | 0 | 0 | 0 | 0 | 0 | 0 | 0 | 0 | 0 | 0 | 0 | 0 | 0 | 0 | 0 | 0 | 0 | 0 | 0 | 0 | 0 | 0 | 0 | 0 | 0 | 0 | 0 | 0 | 0 | 0 | 0 | 0 | 0 | 0 | 0 | 0 | 0
- | - | - | - | - | 0 | 0 | 0 | 0 | 0 | 0 | 0 | 0 | 0 | 0 | 0 | 0 | 0 | 0 | 0 | 0 | 0 | 0 | 0 | 0 | 0 | 0 | 0 | 0 | 0 | 0 | 0 | 0 | 0 | 0 | 0 | 0 | 0 | 0 | 0 | 0 | 0 | 0 | 0 | 0 | 0 | 0 | 0 | 0 | 0 | 0 | 0 | 0 | 0 | 0 | 0 | 0 | 0 | 0 | 0 | 0 | 0 | 0 | 0 | 0 | 0 | 0 | 0 | 0 | 0
- | - | - | - | - | 0 | 0 | 0 | 0 | 0 | 0 | 0 | 0 | 0 | 0 | 0 | 0 | 0 | 0 | 0 | 0 | 0 | 0 | 0 | 0 | 0 | 0 | 0 | 0 | 0 | 0 | 0 | 0 | 0 | 0 | 0 | 0 | 0 | 0 | 0 | 0 | 0 | 0 | 0 | 0 | 0 | 0 | 0 | 0 | 0 | 0 | 0 | 0 | 0 | 0 | 0 | 0 | 0 | 0 | 0 | 0 | 0 | 0 | 0 | 0 | 0 | 0 | 0 | 0 | 0
- | - | - | - | - | 0 | 0 | 0 | 0 | 0 | 0 | 0 | 0 | 0 | 0 | 0 | 0 | 0 | 0 | 0 | 0 | 0 | 0 | 0 | 0 | 0 | 0 | 0 | 0 | 0 | 0 | 0 | 0 | 0 | 0 | 0 | 0 | 0 | 0 | 0 | 0 | 0 | 0 | 0 | 0 | 0 | 0 | 0 | 0 | 0 | 0 | 0 | 0 | 0 | 0 | 0 | 0 | 0 | 0 | 0 | 0 | 0 | 0 | 0 | 0 | 0 | 0 | 0 | 0 | 0
- | - | - | - | - | 0 | 0 | 0 | 0 | 0 | 0 | 0 | 0 | 0 | 0 | 0 | 0 | 0 | 0 | 0 | 0 | 0 | 0 | 0 | 0 | 0 | 0 | 0 | 0 | 0 | 0 | 0 | 0 | 0 | 0 | 0 | 0 | 0 | 0 | 0 | 0 | 0 | 0 | 0 | 0 | 0 | 0 | 0 | 0 | 0 | 0 | 0 | 0 | 0 | 0 | 0 | 0 | 0 | 0 | 0 | 0 | 0 | 0 | 0 | 0 | 0 | 0 | 0 | 0 | 0
- | - | - | - | - | 0 | 0 | 0 | 0 | 0 | 0 | 0 | 0 | 0 | 0 | 0 | 0 | 0 | 0 | 0 | 0 | 0 | 0 | 0 | 0 | 0 | 0 | 0 | 0 | 0 | 0 | 0 | 0 | 0 | 0 | 0 | 0 | 0 | 0 | 0 | 0 | 0 | 0 | 0 | 0 | 0 | 0 | 0 | 0 | 0 | 0 | 0 | 0 | 0 | 0 | 0 | 0 | 0 | 0 | 0 | 0 | 0 | 0 | 0 | 0 | 0 | 0 | 0 | 0 | 0
- | - | - | - | - | 0 | 0 | 0 | 0 | 0 | 0 | 0 | 0 | 0 | 0 | 0 | 0 | 0 | 0 | 0 | 0 | 0 | 0 | 0 | 0 | 0 | 0 | 0 | 0 | 0 | 0 | 0 | 0 | 0 | 0 | 0 | 0 | 0 | 0 | 0 | 0 | 0 | 0 | 0 | 0 | 0 | 0 | 0 | 0 | 0 | 0 | 0 | 0 | 0 | 0 | 0 | 0 | 0 | 0 | 0 | 0 | 0 | 0 | 0 | 0 | 0 | 0 | 0 | 0 | 0
- | - | - | - | - | 0 | 0 | 0 | 0 | 0 | 0 | 0 | 0 | 0 | 0 | 0 | 0 | 0 | 0 | 0 | 0 | 0 | 0 | 0 | 0 | 0 | 0 | 0 | 0 | 0 | 0 | 0 | 0 | 0 | 0 | 0 | 0 | 0 | 0 | 0 | 0 | 0 | 0 | 0 | 0 | 0 | 0 | 0 | 0 | 0 | 0 | 0 | 0 | 0 | 0 | 0 | 0 | 0 | 0 | 0 | 0 | 0 | 0 | 0 | 0 | 0 | 0 | 0 | 0 | 0
- | - | - | - | - | 0 | 0 | 0 | 0 | 0 | 0 | 0 | 0 | 0 | 0 | 0 | 0 | 0 | 0 | 0 | 0 | 0 | 0 | 0 | 0 | 0 | 0 | 0 | 0 | 0 | 0 | 0 | 0 | 0 | 0 | 0 | 0 | 0 | 0 | 0 | 0 | 0 | 0 | 0 | 0 | 0 | 0 | 0 | 0 | 0 | 0 | 0 | 0 | 0 | 0 | 0 | 0 | 0 | 0 | 0 | 0 | 0 | 0 | 0 | 0 | 0 | 0 | 0 | 0 | 0
- | - | - | - | - | 0 | 0 | 0 | 0 | 0 | 0 | 0 | 0 | 0 | 0 | 0 | 0 | 0 | 0 | 0 | 0 | 0 | 0 | 0 | 0 | 0 | 0 | 0 | 0 | 0 | 0 | 0 | 0 | 0 | 0 | 0 | 0 | 0 | 0 | 0 | 0 | 0 | 0 | 0 | 0 | 0 | 0 | 0 | 0 | 0 | 0 | 0 | 0 | 0 | 0 | 0 | 0 | 0 | 0 | 0 | 0 | 0 | 0 | 0 | 0 | 0 | 0 | 0 | 0 | 0
- | - | - | - | - | 0 | 0 | 0 | 0 | 0 | 0 | 0 | 0 | 0 | 0 | 0 | 0 | 0 | 0 | 0 | 0 | 0 | 0 | 0 | 0 | 0 | 0 | 0 | 0 | 0 | 0 | 0 | 0 | 0 | 0 | 0 | 0 | 0 | 0 | 0 | 0 | 0 | 0 | 0 | 0 | 0 | 0 | 0 | 0 | 0 | 0 | 0 | 0 | 0 | 0 | 0 | 0 | 0 | 0 | 0 | 0 | 0 | 0 | 0 | 0 | 0 | 0 | 0 | 0 | 0
- | - | - | - | - | 0 | 0 | 0 | 0 | 0 | 0 | 0 | 0 | 0 | 0 | 0 | 0 | 0 | 0 | 0 | 0 | 0 | 0 | 0 | 0 | 0 | 0 | 0 | 0 | 0 | 0 | 0 | 0 | 0 | 0 | 0 | 0 | 0 | 0 | 0 | 0 | 0 | 0 | 0 | 0 | 0 | 0 | 0 | 0 | 0 | 0 | 0 | 0 | 0 | 0 | 0 | 0 | 0 | 0 | 0 | 0 | 0 | 0 | 0 | 0 | 0 | 0 | 0 | 0 | 0
- | - | - | - | - | 0 | 0 | 0 | 0 | 0 | 0 | 0 | 0 | 0 | 0 | 0 | 0 | 0 | 0 | 0 | 0 | 0 | 0 | 0 | 0 | 0 | 0 | 0 | 0 | 0 | 0 | 0 | 0 | 0 | 0 | 0 | 0 | 0 | 0 | 0 | 0 | 0 | 0 | 0 | 0 | 0 | 0 | 0 | 0 | 0 | 0 | 0 | 0 | 0 | 0 | 0 | 0 | 0 | 0 | 0 | 0 | 0 | 0 | 0 | 0 | 0 | 0 | 0 | 0 | 0
- | - | - | - | - | 0 | 0 | 0 | 0 | 0 | 0 | 0 | 0 | 0 | 0 | 0 | 0 | 0 | 0 | 0 | 0 | 0 | 0 | 0 | 0 | 0 | 0 | 0 | 0 | 0 | 0 | 0 | 0 | 0 | 0 | 0 | 0 | 0 | 0 | 0 | 0 | 0 | 0 | 0 | 0 | 0 | 0 | 0 | 0 | 0 | 0 | 0 | 0 | 0 | 0 | 0 | 0 | 0 | 0 | 0 | 0 | 0 | 0 | 0 | 0 | 0 | 0 | 0 | 0 | 0
- | - | - | - | - | 0 | 0 | 0 | 0 | 0 | 0 | 0 | 0 | 0 | 0 | 0 | 0 | 0 | 0 | 0 | 0 | 0 | 0 | 0 | 0 | 0 | 0 | 0 | 0 | 0 | 0 | 0 | 0 | 0 | 0 | 0 | 0 | 0 | 0 | 0 | 0 | 0 | 0 | 0 | 0 | 0 | 0 | 0 | 0 | 0 | 0 | 0 | 0 | 0 | 0 | 0 | 0 | 0 | 0 | 0 | 0 | 0 | 0 | 0 | 0 | 0 | 0 | 0 | 0 | 0
- | - | - | - | - | 0 | 0 | 0 | 0 | 0 | 0 | 0 | 0 | 0 | 0 | 0 | 0 | 0 | 0 | 0 | 0 | 0 | 0 | 0 | 0 | 0 | 0 | 0 | 0 | 0 | 0 | 0 | 0 | 0 | 0 | 0 | 0 | 0 | 0 | 0 | 0 | 0 | 0 | 0 | 0 | 0 | 0 | 0 | 0 | 0 | 0 | 0 | 0 | 0 | 0 | 0 | 0 | 0 | 0 | 0 | 0 | 0 | 0 | 0 | 0 | 0 | 0 | 0 | 0 | 0
- | - | - | - | - | 0 | 0 | 0 | 0 | 0 | 0 | 0 | 0 | 0 | 0 | 0 | 0 | 0 | 0 | 0 | 0 | 0 | 0 | 0 | 0 | 0 | 0 | 0 | 0 | 0 | 0 | 0 | 0 | 0 | 0 | 0 | 0 | 0 | 0 | 0 | 0 | 0 | 0 | 0 | 0 | 0 | 0 | 0 | 0 | 0 | 0 | 0 | 0 | 0 | 0 | 0 | 0 | 0 | 0 | 0 | 0 | 0 | 0 | 0 | 0 | 0 | 0 | 0 | 0 | 0
- | - | - | - | - | 0 | 0 | 0 | 0 | 0 | 0 | 0 | 0 | 0 | 0 | 0 | 0 | 0 | 0 | 0 | 0 | 0 | 0 | 0 | 0 | 0 | 0 | 0 | 0 | 0 | 0 | 0 | 0 | 0 | 0 | 0 | 0 | 0 | 0 | 0 | 0 | 0 | 0 | 0 | 0 | 0 | 0 | 0 | 0 | 0 | 0 | 0 | 0 | 0 | 0 | 0 | 0 | 0 | 0 | 0 | 0 | 0 | 0 | 0 | 0 | 0 | 0 | 0 | 0 | 0
- | - | - | - | - | 0 | 0 | 0 | 0 | 0 | 0 | 0 | 0 | 0 | 0 | 0 | 0 | 0 | 0 | 0 | 0 | 0 | 0 | 0 | 0 | 0 | 0 | 0 | 0 | 0 | 0 | 0 | 0 | 0 | 0 | 0 | 0 | 0 | 0 | 0 | 0 | 0 | 0 | 0 | 0 | 0 | 0 | 0 | 0 | 0 | 0 | 0 | 0 | 0 | 0 | 0 | 0 | 0 | 0 | 0 | 0 | 0 | 0 | 0 | 0 | 0 | 0 | 0 | 0 | 0
- | - | - | - | - | 0 | 0 | 0 | 0 | 0 | 0 | 0 | 0 | 0 | 0 | 0 | 0 | 0 | 0 | 0 | 0 | 0 | 0 | 0 | 0 | 0 | 0 | 0 | 0 | 0 | 0 | 0 | 0 | 0 | 0 | 0 | 0 | 0 | 0 | 0 | 0 | 0 | 0 | 0 | 0 | 0 | 0 | 0 | 0 | 0 | 0 | 0 | 0 | 0 | 0 | 0 | 0 | 0 | 0 | 0 | 0 | 0 | 0 | 0 | 0 | 0 | 0 | 0 | 0 | 0
- | - | - | - | - | 0 | 0 | 0 | 0 | 0 | 0 | 0 | 0 | 0 | 0 | 0 | 0 | 0 | 0 | 0 | 0 | 0 | 0 | 0 | 0 | 0 | 0 | 0 | 0 | 0 | 0 | 0 | 0 | 0 | 0 | 0 | 0 | 0 | 0 | 0 | 0 | 0 | 0 | 0 | 0 | 0 | 0 | 0 | 0 | 0 | 0 | 0 | 0 | 0 | 0 | 0 | 0 | 0 | 0 | 0 | 0 | 0 | 0 | 0 | 0 | 0 | 0 | 0 | 0 | 0
- | - | - | - | - | 0 | 0 | 0 | 0 | 0 | 0 | 0 | 0 | 0 | 0 | 0 | 0 | 0 | 0 | 0 | 0 | 0 | 0 | 0 | 0 | 0 | 0 | 0 | 0 | 0 | 0 | 0 | 0 | 0 | 0 | 0 | 0 | 0 | 0 | 0 | 0 | 0 | 0 | 0 | 0 | 0 | 0 | 0 | 0 | 0 | 0 | 0 | 0 | 0 | 0 | 0 | 0 | 0 | 0 | 0 | 0 | 0 | 0 | 0 | 0 | 0 | 0 | 0 | 0 | 0
- | - | - | - | - | 0 | 0 | 0 | 0 | 0 | 0 | 0 | 0 | 0 | 0 | 0 | 0 | 0 | 0 | 0 | 0 | 0 | 0 | 0 | 0 | 0 | 0 | 0 | 0 | 0 | 0 | 0 | 0 | 0 | 0 | 0 | 0 | 0 | 0 | 0 | 0 | 0 | 0 | 0 | 0 | 0 | 0 | 0 | 0 | 0 | 0 | 0 | 0 | 0 | 0 | 0 | 0 | 0 | 0 | 0 | 0 | 0 | 0 | 0 | 0 | 0 | 0 | 0 | 0 | 0
- | - | - | - | - | 0 | 0 | 0 | 0 | 0 | 0 | 0 | 0 | 0 | 0 | 0 | 0 | 0 | 0 | 0 | 0 | 0 | 0 | 0 | 0 | 0 | 0 | 0 | 0 | 0 | 0 | 0 | 0 | 0 | 0 | 0 | 0 | 0 | 0 | 0 | 0 | 0 | 0 | 0 | 0 | 0 | 0 | 0 | 0 | 0 | 0 | 0 | 0 | 0 | 0 | 0 | 0 | 0 | 0 | 0 | 0 | 0 | 0 | 0 | 0 | 0 | 0 | 0 | 0 | 0
- | - | - | - | - | 0 | 0 | 0 | 0 | 0 | 0 | 0 | 0 | 0 | 0 | 0 | 0 | 0 | 0 | 0 | 0 | 0 | 0 | 0 | 0 | 0 | 0 | 0 | 0 | 0 | 0 | 0 | 0 | 0 | 0 | 0 | 0 | 0 | 0 | 0 | 0 | 0 | 0 | 0 | 0 | 0 | 0 | 0 | 0 | 0 | 0 | 0 | 0 | 0 | 0 | 0 | 0 | 0 | 0 | 0 | 0 | 0 | 0 | 0 | 0 | 0 | 0 | 0 | 0 | 0
- | - | - | - | - | 0 | 0 | 0 | 0 | 0 | 0 | 0 | 0 | 0 | 0 | 0 | 0 | 0 | 0 | 0 | 0 | 0 | 0 | 0 | 0 | 0 | 0 | 0 | 0 | 0 | 0 | 0 | 0 | 0 | 0 | 0 | 0 | 0 | 0 | 0 | 0 | 0 | 0 | 0 | 0 | 0 | 0 | 0 | 0 | 0 | 0 | 0 | 0 | 0 | 0 | 0 | 0 | 0 | 0 | 0 | 0 | 0 | 0 | 0 | 0 | 0 | 0 | 0 | 0 | 0
- | - | - | - | - | 0 | 0 | 0 | 0 | 0 | 0 | 0 | 0 | 0 | 0 | 0 | 0 | 0 | 0 | 0 | 0 | 0 | 0 | 0 | 0 | 0 | 0 | 0 | 0 | 0 | 0 | 0 | 0 | 0 | 0 | 0 | 0 | 0 | 0 | 0 | 0 | 0 | 0 | 0 | 0 | 0 | 0 | 0 | 0 | 0 | 0 | 0 | 0 | 0 | 0 | 0 | 0 | 0 | 0 | 0 | 0 | 0 | 0 | 0 | 0 | 0 | 0 | 0 | 0 | 0
- | - | - | - | - | 0 | 0 | 0 | 0 | 0 | 0 | 0 | 0 | 0 | 0 | 0 | 0 | 0 | 0 | 0 | 0 | 0 | 0 | 0 | 0 | 0 | 0 | 0 | 0 | 0 | 0 | 0 | 0 | 0 | 0 | 0 | 0 | 0 | 0 | 0 | 0 | 0 | 0 | 0 | 0 | 0 | 0 | 0 | 0 | 0 | 0 | 0 | 0 | 0 | 0 | 0 | 0 | 0 | 0 | 0 | 0 | 0 | 0 | 0 | 0 | 0 | 0 | 0 | 0 | 0
- | - | - | - | - | 0 | 0 | 0 | 0 | 0 | 0 | 0 | 0 | 0 | 0 | 0 | 0 | 0 | 0 | 0 | 0 | 0 | 0 | 0 | 0 | 0 | 0 | 0 | 0 | 0 | 0 | 0 | 0 | 0 | 0 | 0 | 0 | 0 | 0 | 0 | 0 | 0 | 0 | 0 | 0 | 0 | 0 | 0 | 0 | 0 | 0 | 0 | 0 | 0 | 0 | 0 | 0 | 0 | 0 | 0 | 0 | 0 | 0 | 0 | 0 | 0 | 0 | 0 | 0 | 0
- | - | - | - | - | 0 | 0 | 0 | 0 | 0 | 0 | 0 | 0 | 0 | 0 | 0 | 0 | 0 | 0 | 0 | 0 | 0 | 0 | 0 | 0 | 0 | 0 | 0 | 0 | 0 | 0 | 0 | 0 | 0 | 0 | 0 | 0 | 0 | 0 | 0 | 0 | 0 | 0 | 0 | 0 | 0 | 0 | 0 | 0 | 0 | 0 | 0 | 0 | 0 | 0 | 0 | 0 | 0 | 0 | 0 | 0 | 0 | 0 | 0 | 0 | 0 | 0 | 0 | 0 | 0
- | - | - | - | - | 0 | 0 | 0 | 0 | 0 | 0 | 0 | 0 | 0 | 0 | 0 | 0 | 0 | 0 | 0 | 0 | 0 | 0 | 0 | 0 | 0 | 0 | 0 | 0 | 0 | 0 | 0 | 0 | 0 | 0 | 0 | 0 | 0 | 0 | 0 | 0 | 0 | 0 | 0 | 0 | 0 | 0 | 0 | 0 | 0 | 0 | 0 | 0 | 0 | 0 | 0 | 0 | 0 | 0 | 0 | 0 | 0 | 0 | 0 | 0 | 0 | 0 | 0 | 0 | 0
- | - | - | - | - | 0 | 0 | 0 | 0 | 0 | 0 | 0 | 0 | 0 | 0 | 0 | 0 | 0 | 0 | 0 | 0 | 0 | 0 | 0 | 0 | 0 | 0 | 0 | 0 | 0 | 0 | 0 | 0 | 0 | 0 | 0 | 0 | 0 | 0 | 0 | 0 | 0 | 0 | 0 | 0 | 0 | 0 | 0 | 0 | 0 | 0 | 0 | 0 | 0 | 0 | 0 | 0 | 0 | 0 | 0 | 0 | 0 | 0 | 0 | 0 | 0 | 0 | 0 | 0 | 0
- | - | - | - | - | 0 | 0 | 0 | 0 | 0 | 0 | 0 | 0 | 0 | 0 | 0 | 0 | 0 | 0 | 0 | 0 | 0 | 0 | 0 | 0 | 0 | 0 | 0 | 0 | 0 | 0 | 0 | 0 | 0 | 0 | 0 | 0 | 0 | 0 | 0 | 0 | 0 | 0 | 0 | 0 | 0 | 0 | 0 | 0 | 0 | 0 | 0 | 0 | 0 | 0 | 0 | 0 | 0 | 0 | 0 | 0 | 0 | 0 | 0 | 0 | 0 | 0 | 0 | 0 | 0
- | - | - | - | - | 0 | 0 | 0 | 0 | 0 | 0 | 0 | 0 | 0 | 0 | 0 | 0 | 0 | 0 | 0 | 0 | 0 | 0 | 0 | 0 | 0 | 0 | 0 | 0 | 0 | 0 | 0 | 0 | 0 | 0 | 0 | 0 | 0 | 0 | 0 | 0 | 0 | 0 | 0 | 0 | 0 | 0 | 0 | 0 | 0 | 0 | 0 | 0 | 0 | 0 | 0 | 0 | 0 | 0 | 0 | 0 | 0 | 0 | 0 | 0 | 0 | 0 | 0 | 0 | 0
- | - | - | - | - | 0 | 0 | 0 | 0 | 0 | 0 | 0 | 0 | 0 | 0 | 0 | 0 | 0 | 0 | 0 | 0 | 0 | 0 | 0 | 0 | 0 | 0 | 0 | 0 | 0 | 0 | 0 | 0 | 0 | 0 | 0 | 0 | 0 | 0 | 0 | 0 | 0 | 0 | 0 | 0 | 0 | 0 | 0 | 0 | 0 | 0 | 0 | 0 | 0 | 0 | 0 | 0 | 0 | 0 | 0 | 0 | 0 | 0 | 0 | 0 | 0 | 0 | 0 | 0 | 0
- | - | - | - | - | 0 | 0 | 0 | 0 | 0 | 0 | 0 | 0 | 0 | 0 | 0 | 0 | 0 | 0 | 0 | 0 | 0 | 0 | 0 | 0 | 0 | 0 | 0 | 0 | 0 | 0 | 0 | 0 | 0 | 0 | 0 | 0 | 0 | 0 | 0 | 0 | 0 | 0 | 0 | 0 | 0 | 0 | 0 | 0 | 0 | 0 | 0 | 0 | 0 | 0 | 0 | 0 | 0 | 0 | 0 | 0 | 0 | 0 | 0 | 0 | 0 | 0 | 0 | 0 | 0
- | - | - | - | - | 0 | 0 | 0 | 0 | 0 | 0 | 0 | 0 | 0 | 0 | 0 | 0 | 0 | 0 | 0 | 0 | 0 | 0 | 0 | 0 | 0 | 0 | 0 | 0 | 0 | 0 | 0 | 0 | 0 | 0 | 0 | 0 | 0 | 0 | 0 | 0 | 0 | 0 | 0 | 0 | 0 | 0 | 0 | 0 | 0 | 0 | 0 | 0 | 0 | 0 | 0 | 0 | 0 | 0 | 0 | 0 | 0 | 0 | 0 | 0 | 0 | 0 | 0 | 0 | 0
- | - | - | - | - | 0 | 0 | 0 | 0 | 0 | 0 | 0 | 0 | 0 | 0 | 0 | 0 | 0 | 0 | 0 | 0 | 0 | 0 | 0 | 0 | 0 | 0 | 0 | 0 | 0 | 0 | 0 | 0 | 0 | 0 | 0 | 0 | 0 | 0 | 0 | 0 | 0 | 0 | 0 | 0 | 0 | 0 | 0 | 0 | 0 | 0 | 0 | 0 | 0 | 0 | 0 | 0 | 0 | 0 | 0 | 0 | 0 | 0 | 0 | 0 | 0 | 0 | 0 | 0 | 0
- | - | - | - | - | 0 | 0 | 0 | 0 | 0 | 0 | 0 | 0 | 0 | 0 | 0 | 0 | 0 | 0 | 0 | 0 | 0 | 0 | 0 | 0 | 0 | 0 | 0 | 0 | 0 | 0 | 0 | 0 | 0 | 0 | 0 | 0 | 0 | 0 | 0 | 0 | 0 | 0 | 0 | 0 | 0 | 0 | 0 | 0 | 0 | 0 | 0 | 0 | 0 | 0 | 0 | 0 | 0 | 0 | 0 | 0 | 0 | 0 | 0 | 0 | 0 | 0 | 0 | 0 | 0
- | - | - | - | - | 0 | 0 | 0 | 0 | 0 | 0 | 0 | 0 | 0 | 0 | 0 | 0 | 0 | 0 | 0 | 0 | 0 | 0 | 0 | 0 | 0 | 0 | 0 | 0 | 0 | 0 | 0 | 0 | 0 | 0 | 0 | 0 | 0 | 0 | 0 | 0 | 0 | 0 | 0 | 0 | 0 | 0 | 0 | 0 | 0 | 0 | 0 | 0 | 0 | 0 | 0 | 0 | 0 | 0 | 0 | 0 | 0 | 0 | 0 | 0 | 0 | 0 | 0 | 0 | 0
- | - | - | - | - | 0 | 0 | 0 | 0 | 0 | 0 | 0 | 0 | 0 | 0 | 0 | 0 | 0 | 0 | 0 | 0 | 0 | 0 | 0 | 0 | 0 | 0 | 0 | 0 | 0 | 0 | 0 | 0 | 0 | 0 | 0 | 0 | 0 | 0 | 0 | 0 | 0 | 0 | 0 | 0 | 0 | 0 | 0 | 0 | 0 | 0 | 0 | 0 | 0 | 0 | 0 | 0 | 0 | 0 | 0 | 0 | 0 | 0 | 0 | 0 | 0 | 0 | 0 | 0 | 0
- | - | - | - | - | 0 | 0 | 0 | 0 | 0 | 0 | 0 | 0 | 0 | 0 | 0 | 0 | 0 | 0 | 0 | 0 | 0 | 0 | 0 | 0 | 0 | 0 | 0 | 0 | 0 | 0 | 0 | 0 | 0 | 0 | 0 | 0 | 0 | 0 | 0 | 0 | 0 | 0 | 0 | 0 | 0 | 0 | 0 | 0 | 0 | 0 | 0 | 0 | 0 | 0 | 0 | 0 | 0 | 0 | 0 | 0 | 0 | 0 | 0 | 0 | 0 | 0 | 0 | 0 | 0
- | - | - | - | - | 0 | 0 | 0 | 0 | 0 | 0 | 0 | 0 | 0 | 0 | 0 | 0 | 0 | 0 | 0 | 0 | 0 | 0 | 0 | 0 | 0 | 0 | 0 | 0 | 0 | 0 | 0 | 0 | 0 | 0 | 0 | 0 | 0 | 0 | 0 | 0 | 0 | 0 | 0 | 0 | 0 | 0 | 0 | 0 | 0 | 0 | 0 | 0 | 0 | 0 | 0 | 0 | 0 | 0 | 0 | 0 | 0 | 0 | 0 | 0 | 0 | 0 | 0 | 0 | 0
- | - | - | - | - | 0 | 0 | 0 | 0 | 0 | 0 | 0 | 0 | 0 | 0 | 0 | 0 | 0 | 0 | 0 | 0 | 0 | 0 | 0 | 0 | 0 | 0 | 0 | 0 | 0 | 0 | 0 | 0 | 0 | 0 | 0 | 0 | 0 | 0 | 0 | 0 | 0 | 0 | 0 | 0 | 0 | 0 | 0 | 0 | 0 | 0 | 0 | 0 | 0 | 0 | 0 | 0 | 0 | 0 | 0 | 0 | 0 | 0 | 0 | 0 | 0 | 0 | 0 | 0 | 0
- | - | - | - | - | 0 | 0 | 0 | 0 | 0 | 0 | 0 | 0 | 0 | 0 | 0 | 0 | 0 | 0 | 0 | 0 | 0 | 0 | 0 | 0 | 0 | 0 | 0 | 0 | 0 | 0 | 0 | 0 | 0 | 0 | 0 | 0 | 0 | 0 | 0 | 0 | 0 | 0 | 0 | 0 | 0 | 0 | 0 | 0 | 0 | 0 | 0 | 0 | 0 | 0 | 0 | 0 | 0 | 0 | 0 | 0 | 0 | 0 | 0 | 0 | 0 | 0 | 0 | 0 | 0
- | - | - | - | - | 0 | 0 | 0 | 0 | 0 | 0 | 0 | 0 | 0 | 0 | 0 | 0 | 0 | 0 | 0 | 0 | 0 | 0 | 0 | 0 | 0 | 0 | 0 | 0 | 0 | 0 | 0 | 0 | 0 | 0 | 0 | 0 | 0 | 0 | 0 | 0 | 0 | 0 | 0 | 0 | 0 | 0 | 0 | 0 | 0 | 0 | 0 | 0 | 0 | 0 | 0 | 0 | 0 | 0 | 0 | 0 | 0 | 0 | 0 | 0 | 0 | 0 | 0 | 0 | 0
- | - | - | - | - | 0 | 0 | 0 | 0 | 0 | 0 | 0 | 0 | 0 | 0 | 0 | 0 | 0 | 0 | 0 | 0 | 0 | 0 | 0 | 0 | 0 | 0 | 0 | 0 | 0 | 0 | 0 | 0 | 0 | 0 | 0 | 0 | 0 | 0 | 0 | 0 | 0 | 0 | 0 | 0 | 0 | 0 | 0 | 0 | 0 | 0 | 0 | 0 | 0 | 0 | 0 | 0 | 0 | 0 | 0 | 0 | 0 | 0 | 0 | 0 | 0 | 0 | 0 | 0 | 0
- | - | - | - | - | 0 | 0 | 0 | 0 | 0 | 0 | 0 | 0 | 0 | 0 | 0 | 0 | 0 | 0 | 0 | 0 | 0 | 0 | 0 | 0 | 0 | 0 | 0 | 0 | 0 | 0 | 0 | 0 | 0 | 0 | 0 | 0 | 0 | 0 | 0 | 0 | 0 | 0 | 0 | 0 | 0 | 0 | 0 | 0 | 0 | 0 | 0 | 0 | 0 | 0 | 0 | 0 | 0 | 0 | 0 | 0 | 0 | 0 | 0 | 0 | 0 | 0 | 0 | 0 | 0
- | - | - | - | - | 0 | 0 | 0 | 0 | 0 | 0 | 0 | 0 | 0 | 0 | 0 | 0 | 0 | 0 | 0 | 0 | 0 | 0 | 0 | 0 | 0 | 0 | 0 | 0 | 0 | 0 | 0 | 0 | 0 | 0 | 0 | 0 | 0 | 0 | 0 | 0 | 0 | 0 | 0 | 0 | 0 | 0 | 0 | 0 | 0 | 0 | 0 | 0 | 0 | 0 | 0 | 0 | 0 | 0 | 0 | 0 | 0 | 0 | 0 | 0 | 0 | 0 | 0 | 0 | 0
- | - | - | - | - | 0 | 0 | 0 | 0 | 0 | 0 | 0 | 0 | 0 | 0 | 0 | 0 | 0 | 0 | 0 | 0 | 0 | 0 | 0 | 0 | 0 | 0 | 0 | 0 | 0 | 0 | 0 | 0 | 0 | 0 | 0 | 0 | 0 | 0 | 0 | 0 | 0 | 0 | 0 | 0 | 0 | 0 | 0 | 0 | 0 | 0 | 0 | 0 | 0 | 0 | 0 | 0 | 0 | 0 | 0 | 0 | 0 | 0 | 0 | 0 | 0 | 0 | 0 | 0 | 0
- | - | - | - | - | 0 | 0 | 0 | 0 | 0 | 0 | 0 | 0 | 0 | 0 | 0 | 0 | 0 | 0 | 0 | 0 | 0 | 0 | 0 | 0 | 0 | 0 | 0 | 0 | 0 | 0 | 0 | 0 | 0 | 0 | 0 | 0 | 0 | 0 | 0 | 0 | 0 | 0 | 0 | 0 | 0 | 0 | 0 | 0 | 0 | 0 | 0 | 0 | 0 | 0 | 0 | 0 | 0 | 0 | 0 | 0 | 0 | 0 | 0 | 0 | 0 | 0 | 0 | 0 | 0
- | - | - | - | - | 0 | 0 | 0 | 0 | 0 | 0 | 0 | 0 | 0 | 0 | 0 | 0 | 0 | 0 | 0 | 0 | 0 | 0 | 0 | 0 | 0 | 0 | 0 | 0 | 0 | 0 | 0 | 0 | 0 | 0 | 0 | 0 | 0 | 0 | 0 | 0 | 0 | 0 | 0 | 0 | 0 | 0 | 0 | 0 | 0 | 0 | 0 | 0 | 0 | 0 | 0 | 0 | 0 | 0 | 0 | 0 | 0 | 0 | 0 | 0 | 0 | 0 | 0 | 0 | 0
- | - | - | - | - | 0 | 0 | 0 | 0 | 0 | 0 | 0 | 0 | 0 | 0 | 0 | 0 | 0 | 0 | 0 | 0 | 0 | 0 | 0 | 0 | 0 | 0 | 0 | 0 | 0 | 0 | 0 | 0 | 0 | 0 | 0 | 0 | 0 | 0 | 0 | 0 | 0 | 0 | 0 | 0 | 0 | 0 | 0 | 0 | 0 | 0 | 0 | 0 | 0 | 0 | 0 | 0 | 0 | 0 | 0 | 0 | 0 | 0 | 0 | 0 | 0 | 0 | 0 | 0 | 0
- | - | - | - | - | 0 | 0 | 0 | 0 | 0 | 0 | 0 | 0 | 0 | 0 | 0 | 0 | 0 | 0 | 0 | 0 | 0 | 0 | 0 | 0 | 0 | 0 | 0 | 0 | 0 | 0 | 0 | 0 | 0 | 0 | 0 | 0 | 0 | 0 | 0 | 0 | 0 | 0 | 0 | 0 | 0 | 0 | 0 | 0 | 0 | 0 | 0 | 0 | 0 | 0 | 0 | 0 | 0 | 0 | 0 | 0 | 0 | 0 | 0 | 0 | 0 | 0 | 0 | 0 | 0
- | - | - | - | - | 0 | 0 | 0 | 0 | 0 | 0 | 0 | 0 | 0 | 0 | 0 | 0 | 0 | 0 | 0 | 0 | 0 | 0 | 0 | 0 | 0 | 0 | 0 | 0 | 0 | 0 | 0 | 0 | 0 | 0 | 0 | 0 | 0 | 0 | 0 | 0 | 0 | 0 | 0 | 0 | 0 | 0 | 0 | 0 | 0 | 0 | 0 | 0 | 0 | 0 | 0 | 0 | 0 | 0 | 0 | 0 | 0 | 0 | 0 | 0 | 0 | 0 | 0 | 0 | 0
- | - | - | - | - | 0 | 0 | 0 | 0 | 0 | 0 | 0 | 0 | 0 | 0 | 0 | 0 | 0 | 0 | 0 | 0 | 0 | 0 | 0 | 0 | 0 | 0 | 0 | 0 | 0 | 0 | 0 | 0 | 0 | 0 | 0 | 0 | 0 | 0 | 0 | 0 | 0 | 0 | 0 | 0 | 0 | 0 | 0 | 0 | 0 | 0 | 0 | 0 | 0 | 0 | 0 | 0 | 0 | 0 | 0 | 0 | 0 | 0 | 0 | 0 | 0 | 0 | 0 | 0 | 0
- | - | - | - | - | 0 | 0 | 0 | 0 | 0 | 0 | 0 | 0 | 0 | 0 | 0 | 0 | 0 | 0 | 0 | 0 | 0 | 0 | 0 | 0 | 0 | 0 | 0 | 0 | 0 | 0 | 0 | 0 | 0 | 0 | 0 | 0 | 0 | 0 | 0 | 0 | 0 | 0 | 0 | 0 | 0 | 0 | 0 | 0 | 0 | 0 | 0 | 0 | 0 | 0 | 0 | 0 | 0 | 0 | 0 | 0 | 0 | 0 | 0 | 0 | 0 | 0 | 0 | 0 | 0
- | - | - | - | - | 0 | 0 | 0 | 0 | 0 | 0 | 0 | 0 | 0 | 0 | 0 | 0 | 0 | 0 | 0 | 0 | 0 | 0 | 0 | 0 | 0 | 0 | 0 | 0 | 0 | 0 | 0 | 0 | 0 | 0 | 0 | 0 | 0 | 0 | 0 | 0 | 0 | 0 | 0 | 0 | 0 | 0 | 0 | 0 | 0 | 0 | 0 | 0 | 0 | 0 | 0 | 0 | 0 | 0 | 0 | 0 | 0 | 0 | 0 | 0 | 0 | 0 | 0 | 0 | 0
- | - | - | - | - | 0 | 0 | 0 | 0 | 0 | 0 | 0 | 0 | 0 | 0 | 0 | 0 | 0 | 0 | 0 | 0 | 0 | 0 | 0 | 0 | 0 | 0 | 0 | 0 | 0 | 0 | 0 | 0 | 0 | 0 | 0 | 0 | 0 | 0 | 0 | 0 | 0 | 0 | 0 | 0 | 0 | 0 | 0 | 0 | 0 | 0 | 0 | 0 | 0 | 0 | 0 | 0 | 0 | 0 | 0 | 0 | 0 | 0 | 0 | 0 | 0 | 0 | 0 | 0 | 0
- | - | - | - | - | 0 | 0 | 0 | 0 | 0 | 0 | 0 | 0 | 0 | 0 | 0 | 0 | 0 | 0 | 0 | 0 | 0 | 0 | 0 | 0 | 0 | 0 | 0 | 0 | 0 | 0 | 0 | 0 | 0 | 0 | 0 | 0 | 0 | 0 | 0 | 0 | 0 | 0 | 0 | 0 | 0 | 0 | 0 | 0 | 0 | 0 | 0 | 0 | 0 | 0 | 0 | 0 | 0 | 0 | 0 | 0 | 0 | 0 | 0 | 0 | 0 | 0 | 0 | 0 | 0
- | - | - | - | - | 0 | 0 | 0 | 0 | 0 | 0 | 0 | 0 | 0 | 0 | 0 | 0 | 0 | 0 | 0 | 0 | 0 | 0 | 0 | 0 | 0 | 0 | 0 | 0 | 0 | 0 | 0 | 0 | 0 | 0 | 0 | 0 | 0 | 0 | 0 | 0 | 0 | 0 | 0 | 0 | 0 | 0 | 0 | 0 | 0 | 0 | 0 | 0 | 0 | 0 | 0 | 0 | 0 | 0 | 0 | 0 | 0 | 0 | 0 | 0 | 0 | 0 | 0 | 0 | 0
- | - | - | - | - | 0 | 0 | 0 | 0 | 0 | 0 | 0 | 0 | 0 | 0 | 0 | 0 | 0 | 0 | 0 | 0 | 0 | 0 | 0 | 0 | 0 | 0 | 0 | 0 | 0 | 0 | 0 | 0 | 0 | 0 | 0 | 0 | 0 | 0 | 0 | 0 | 0 | 0 | 0 | 0 | 0 | 0 | 0 | 0 | 0 | 0 | 0 | 0 | 0 | 0 | 0 | 0 | 0 | 0 | 0 | 0 | 0 | 0 | 0 | 0 | 0 | 0 | 0 | 0 | 0
- | - | - | - | - | 0 | 0 | 0 | 0 | 0 | 0 | 0 | 0 | 0 | 0 | 0 | 0 | 0 | 0 | 0 | 0 | 0 | 0 | 0 | 0 | 0 | 0 | 0 | 0 | 0 | 0 | 0 | 0 | 0 | 0 | 0 | 0 | 0 | 0 | 0 | 0 | 0 | 0 | 0 | 0 | 0 | 0 | 0 | 0 | 0 | 0 | 0 | 0 | 0 | 0 | 0 | 0 | 0 | 0 | 0 | 0 | 0 | 0 | 0 | 0 | 0 | 0 | 0 | 0 | 0
- | - | - | - | - | 0 | 0 | 0 | 0 | 0 | 0 | 0 | 0 | 0 | 0 | 0 | 0 | 0 | 0 | 0 | 0 | 0 | 0 | 0 | 0 | 0 | 0 | 0 | 0 | 0 | 0 | 0 | 0 | 0 | 0 | 0 | 0 | 0 | 0 | 0 | 0 | 0 | 0 | 0 | 0 | 0 | 0 | 0 | 0 | 0 | 0 | 0 | 0 | 0 | 0 | 0 | 0 | 0 | 0 | 0 | 0 | 0 | 0 | 0 | 0 | 0 | 0 | 0 | 0 | 0
- | - | - | - | - | 0 | 0 | 0 | 0 | 0 | 0 | 0 | 0 | 0 | 0 | 0 | 0 | 0 | 0 | 0 | 0 | 0 | 0 | 0 | 0 | 0 | 0 | 0 | 0 | 0 | 0 | 0 | 0 | 0 | 0 | 0 | 0 | 0 | 0 | 0 | 0 | 0 | 0 | 0 | 0 | 0 | 0 | 0 | 0 | 0 | 0 | 0 | 0 | 0 | 0 | 0 | 0 | 0 | 0 | 0 | 0 | 0 | 0 | 0 | 0 | 0 | 0 | 0 | 0 | 0
- | - | - | - | - | 0 | 0 | 0 | 0 | 0 | 0 | 0 | 0 | 0 | 0 | 0 | 0 | 0 | 0 | 0 | 0 | 0 | 0 | 0 | 0 | 0 | 0 | 0 | 0 | 0 | 0 | 0 | 0 | 0 | 0 | 0 | 0 | 0 | 0 | 0 | 0 | 0 | 0 | 0 | 0 | 0 | 0 | 0 | 0 | 0 | 0 | 0 | 0 | 0 | 0 | 0 | 0 | 0 | 0 | 0 | 0 | 0 | 0 | 0 | 0 | 0 | 0 | 0 | 0 | 0
- | - | - | - | - | 0 | 0 | 0 | 0 | 0 | 0 | 0 | 0 | 0 | 0 | 0 | 0 | 0 | 0 | 0 | 0 | 0 | 0 | 0 | 0 | 0 | 0 | 0 | 0 | 0 | 0 | 0 | 0 | 0 | 0 | 0 | 0 | 0 | 0 | 0 | 0 | 0 | 0 | 0 | 0 | 0 | 0 | 0 | 0 | 0 | 0 | 0 | 0 | 0 | 0 | 0 | 0 | 0 | 0 | 0 | 0 | 0 | 0 | 0 | 0 | 0 | 0 | 0 | 0 | 0
- | - | - | - | - | 0 | 0 | 0 | 0 | 0 | 0 | 0 | 0 | 0 | 0 | 0 | 0 | 0 | 0 | 0 | 0 | 0 | 0 | 0 | 0 | 0 | 0 | 0 | 0 | 0 | 0 | 0 | 0 | 0 | 0 | 0 | 0 | 0 | 0 | 0 | 0 | 0 | 0 | 0 | 0 | 0 | 0 | 0 | 0 | 0 | 0 | 0 | 0 | 0 | 0 | 0 | 0 | 0 | 0 | 0 | 0 | 0 | 0 | 0 | 0 | 0 | 0 | 0 | 0 | 0
- | - | - | - | - | 0 | 0 | 0 | 0 | 0 | 0 | 0 | 0 | 0 | 0 | 0 | 0 | 0 | 0 | 0 | 0 | 0 | 0 | 0 | 0 | 0 | 0 | 0 | 0 | 0 | 0 | 0 | 0 | 0 | 0 | 0 | 0 | 0 | 0 | 0 | 0 | 0 | 0 | 0 | 0 | 0 | 0 | 0 | 0 | 0 | 0 | 0 | 0 | 0 | 0 | 0 | 0 | 0 | 0 | 0 | 0 | 0 | 0 | 0 | 0 | 0 | 0 | 0 | 0 | 0
- | - | - | - | - | 0 | 0 | 0 | 0 | 0 | 0 | 0 | 0 | 0 | 0 | 0 | 0 | 0 | 0 | 0 | 0 | 0 | 0 | 0 | 0 | 0 | 0 | 0 | 0 | 0 | 0 | 0 | 0 | 0 | 0 | 0 | 0 | 0 | 0 | 0 | 0 | 0 | 0 | 0 | 0 | 0 | 0 | 0 | 0 | 0 | 0 | 0 | 0 | 0 | 0 | 0 | 0 | 0 | 0 | 0 | 0 | 0 | 0 | 0 | 0 | 0 | 0 | 0 | 0 | 0
- | - | - | - | - | 0 | 0 | 0 | 0 | 0 | 0 | 0 | 0 | 0 | 0 | 0 | 0 | 0 | 0 | 0 | 0 | 0 | 0 | 0 | 0 | 0 | 0 | 0 | 0 | 0 | 0 | 0 | 0 | 0 | 0 | 0 | 0 | 0 | 0 | 0 | 0 | 0 | 0 | 0 | 0 | 0 | 0 | 0 | 0 | 0 | 0 | 0 | 0 | 0 | 0 | 0 | 0 | 0 | 0 | 0 | 0 | 0 | 0 | 0 | 0 | 0 | 0 | 0 | 0 | 0
- | - | - | - | - | 0 | 0 | 0 | 0 | 0 | 0 | 0 | 0 | 0 | 0 | 0 | 0 | 0 | 0 | 0 | 0 | 0 | 0 | 0 | 0 | 0 | 0 | 0 | 0 | 0 | 0 | 0 | 0 | 0 | 0 | 0 | 0 | 0 | 0 | 0 | 0 | 0 | 0 | 0 | 0 | 0 | 0 | 0 | 0 | 0 | 0 | 0 | 0 | 0 | 0 | 0 | 0 | 0 | 0 | 0 | 0 | 0 | 0 | 0 | 0 | 0 | 0 | 0 | 0 | 0
- | - | - | - | - | 0 | 0 | 0 | 0 | 0 | 0 | 0 | 0 | 0 | 0 | 0 | 0 | 0 | 0 | 0 | 0 | 0 | 0 | 0 | 0 | 0 | 0 | 0 | 0 | 0 | 0 | 0 | 0 | 0 | 0 | 0 | 0 | 0 | 0 | 0 | 0 | 0 | 0 | 0 | 0 | 0 | 0 | 0 | 0 | 0 | 0 | 0 | 0 | 0 | 0 | 0 | 0 | 0 | 0 | 0 | 0 | 0 | 0 | 0 | 0 | 0 | 0 | 0 | 0 | 0
- | - | - | - | - | 0 | 0 | 0 | 0 | 0 | 0 | 0 | 0 | 0 | 0 | 0 | 0 | 0 | 0 | 0 | 0 | 0 | 0 | 0 | 0 | 0 | 0 | 0 | 0 | 0 | 0 | 0 | 0 | 0 | 0 | 0 | 0 | 0 | 0 | 0 | 0 | 0 | 0 | 0 | 0 | 0 | 0 | 0 | 0 | 0 | 0 | 0 | 0 | 0 | 0 | 0 | 0 | 0 | 0 | 0 | 0 | 0 | 0 | 0 | 0 | 0 | 0 | 0 | 0 | 0
- | - | - | - | - | 0 | 0 | 0 | 0 | 0 | 0 | 0 | 0 | 0 | 0 | 0 | 0 | 0 | 0 | 0 | 0 | 0 | 0 | 0 | 0 | 0 | 0 | 0 | 0 | 0 | 0 | 0 | 0 | 0 | 0 | 0 | 0 | 0 | 0 | 0 | 0 | 0 | 0 | 0 | 0 | 0 | 0 | 0 | 0 | 0 | 0 | 0 | 0 | 0 | 0 | 0 | 0 | 0 | 0 | 0 | 0 | 0 | 0 | 0 | 0 | 0 | 0 | 0 | 0 | 0
- | - | - | - | - | 0 | 0 | 0 | 0 | 0 | 0 | 0 | 0 | 0 | 0 | 0 | 0 | 0 | 0 | 0 | 0 | 0 | 0 | 0 | 0 | 0 | 0 | 0 | 0 | 0 | 0 | 0 | 0 | 0 | 0 | 0 | 0 | 0 | 0 | 0 | 0 | 0 | 0 | 0 | 0 | 0 | 0 | 0 | 0 | 0 | 0 | 0 | 0 | 0 | 0 | 0 | 0 | 0 | 0 | 0 | 0 | 0 | 0 | 0 | 0 | 0 | 0 | 0 | 0 | 0
- | - | - | - | - | 0 | 0 | 0 | 0 | 0 | 0 | 0 | 0 | 0 | 0 | 0 | 0 | 0 | 0 | 0 | 0 | 0 | 0 | 0 | 0 | 0 | 0 | 0 | 0 | 0 | 0 | 0 | 0 | 0 | 0 | 0 | 0 | 0 | 0 | 0 | 0 | 0 | 0 | 0 | 0 | 0 | 0 | 0 | 0 | 0 | 0 | 0 | 0 | 0 | 0 | 0 | 0 | 0 | 0 | 0 | 0 | 0 | 0 | 0 | 0 | 0 | 0 | 0 | 0 | 0
- | - | - | - | - | 0 | 0 | 0 | 0 | 0 | 0 | 0 | 0 | 0 | 0 | 0 | 0 | 0 | 0 | 0 | 0 | 0 | 0 | 0 | 0 | 0 | 0 | 0 | 0 | 0 | 0 | 0 | 0 | 0 | 0 | 0 | 0 | 0 | 0 | 0 | 0 | 0 | 0 | 0 | 0 | 0 | 0 | 0 | 0 | 0 | 0 | 0 | 0 | 0 | 0 | 0 | 0 | 0 | 0 | 0 | 0 | 0 | 0 | 0 | 0 | 0 | 0 | 0 | 0 | 0
- | - | - | - | - | 0 | 0 | 0 | 0 | 0 | 0 | 0 | 0 | 0 | 0 | 0 | 0 | 0 | 0 | 0 | 0 | 0 | 0 | 0 | 0 | 0 | 0 | 0 | 0 | 0 | 0 | 0 | 0 | 0 | 0 | 0 | 0 | 0 | 0 | 0 | 0 | 0 | 0 | 0 | 0 | 0 | 0 | 0 | 0 | 0 | 0 | 0 | 0 | 0 | 0 | 0 | 0 | 0 | 0 | 0 | 0 | 0 | 0 | 0 | 0 | 0 | 0 | 0 | 0 | 0
- | - | - | - | - | 0 | 0 | 0 | 0 | 0 | 0 | 0 | 0 | 0 | 0 | 0 | 0 | 0 | 0 | 0 | 0 | 0 | 0 | 0 | 0 | 0 | 0 | 0 | 0 | 0 | 0 | 0 | 0 | 0 | 0 | 0 | 0 | 0 | 0 | 0 | 0 | 0 | 0 | 0 | 0 | 0 | 0 | 0 | 0 | 0 | 0 | 0 | 0 | 0 | 0 | 0 | 0 | 0 | 0 | 0 | 0 | 0 | 0 | 0 | 0 | 0 | 0 | 0 | 0 | 0
- | - | - | - | - | 0 | 0 | 0 | 0 | 0 | 0 | 0 | 0 | 0 | 0 | 0 | 0 | 0 | 0 | 0 | 0 | 0 | 0 | 0 | 0 | 0 | 0 | 0 | 0 | 0 | 0 | 0 | 0 | 0 | 0 | 0 | 0 | 0 | 0 | 0 | 0 | 0 | 0 | 0 | 0 | 0 | 0 | 0 | 0 | 0 | 0 | 0 | 0 | 0 | 0 | 0 | 0 | 0 | 0 | 0 | 0 | 0 | 0 | 0 | 0 | 0 | 0 | 0 | 0 | 0
- | - | - | - | - | 0 | 0 | 0 | 0 | 0 | 0 | 0 | 0 | 0 | 0 | 0 | 0 | 0 | 0 | 0 | 0 | 0 | 0 | 0 | 0 | 0 | 0 | 0 | 0 | 0 | 0 | 0 | 0 | 0 | 0 | 0 | 0 | 0 | 0 | 0 | 0 | 0 | 0 | 0 | 0 | 0 | 0 | 0 | 0 | 0 | 0 | 0 | 0 | 0 | 0 | 0 | 0 | 0 | 0 | 0 | 0 | 0 | 0 | 0 | 0 | 0 | 0 | 0 | 0 | 0
- | - | - | - | - | 0 | 0 | 0 | 0 | 0 | 0 | 0 | 0 | 0 | 0 | 0 | 0 | 0 | 0 | 0 | 0 | 0 | 0 | 0 | 0 | 0 | 0 | 0 | 0 | 0 | 0 | 0 | 0 | 0 | 0 | 0 | 0 | 0 | 0 | 0 | 0 | 0 | 0 | 0 | 0 | 0 | 0 | 0 | 0 | 0 | 0 | 0 | 0 | 0 | 0 | 0 | 0 | 0 | 0 | 0 | 0 | 0 | 0 | 0 | 0 | 0 | 0 | 0 | 0 | 0
- | - | - | - | - | 0 | 0 | 0 | 0 | 0 | 0 | 0 | 0 | 0 | 0 | 0 | 0 | 0 | 0 | 0 | 0 | 0 | 0 | 0 | 0 | 0 | 0 | 0 | 0 | 0 | 0 | 0 | 0 | 0 | 0 | 0 | 0 | 0 | 0 | 0 | 0 | 0 | 0 | 0 | 0 | 0 | 0 | 0 | 0 | 0 | 0 | 0 | 0 | 0 | 0 | 0 | 0 | 0 | 0 | 0 | 0 | 0 | 0 | 0 | 0 | 0 | 0 | 0 | 0 | 0
- | - | - | - | - | 0 | 0 | 0 | 0 | 0 | 0 | 0 | 0 | 0 | 0 | 0 | 0 | 0 | 0 | 0 | 0 | 0 | 0 | 0 | 0 | 0 | 0 | 0 | 0 | 0 | 0 | 0 | 0 | 0 | 0 | 0 | 0 | 0 | 0 | 0 | 0 | 0 | 0 | 0 | 0 | 0 | 0 | 0 | 0 | 0 | 0 | 0 | 0 | 0 | 0 | 0 | 0 | 0 | 0 | 0 | 0 | 0 | 0 | 0 | 0 | 0 | 0 | 0 | 0 | 0
- | - | - | - | - | 0 | 0 | 0 | 0 | 0 | 0 | 0 | 0 | 0 | 0 | 0 | 0 | 0 | 0 | 0 | 0 | 0 | 0 | 0 | 0 | 0 | 0 | 0 | 0 | 0 | 0 | 0 | 0 | 0 | 0 | 0 | 0 | 0 | 0 | 0 | 0 | 0 | 0 | 0 | 0 | 0 | 0 | 0 | 0 | 0 | 0 | 0 | 0 | 0 | 0 | 0 | 0 | 0 | 0 | 0 | 0 | 0 | 0 | 0 | 0 | 0 | 0 | 0 | 0 | 0
- | - | - | - | - | 0 | 0 | 0 | 0 | 0 | 0 | 0 | 0 | 0 | 0 | 0 | 0 | 0 | 0 | 0 | 0 | 0 | 0 | 0 | 0 | 0 | 0 | 0 | 0 | 0 | 0 | 0 | 0 | 0 | 0 | 0 | 0 | 0 | 0 | 0 | 0 | 0 | 0 | 0 | 0 | 0 | 0 | 0 | 0 | 0 | 0 | 0 | 0 | 0 | 0 | 0 | 0 | 0 | 0 | 0 | 0 | 0 | 0 | 0 | 0 | 0 | 0 | 0 | 0 | 0
- | - | - | - | - | 0 | 0 | 0 | 0 | 0 | 0 | 0 | 0 | 0 | 0 | 0 | 0 | 0 | 0 | 0 | 0 | 0 | 0 | 0 | 0 | 0 | 0 | 0 | 0 | 0 | 0 | 0 | 0 | 0 | 0 | 0 | 0 | 0 | 0 | 0 | 0 | 0 | 0 | 0 | 0 | 0 | 0 | 0 | 0 | 0 | 0 | 0 | 0 | 0 | 0 | 0 | 0 | 0 | 0 | 0 | 0 | 0 | 0 | 0 | 0 | 0 | 0 | 0 | 0 | 0
- | - | - | - | - | 0 | 0 | 0 | 0 | 0 | 0 | 0 | 0 | 0 | 0 | 0 | 0 | 0 | 0 | 0 | 0 | 0 | 0 | 0 | 0 | 0 | 0 | 0 | 0 | 0 | 0 | 0 | 0 | 0 | 0 | 0 | 0 | 0 | 0 | 0 | 0 | 0 | 0 | 0 | 0 | 0 | 0 | 0 | 0 | 0 | 0 | 0 | 0 | 0 | 0 | 0 | 0 | 0 | 0 | 0 | 0 | 0 | 0 | 0 | 0 | 0 | 0 | 0 | 0 | 0
- | - | - | - | - | 0 | 0 | 0 | 0 | 0 | 0 | 0 | 0 | 0 | 0 | 0 | 0 | 0 | 0 | 0 | 0 | 0 | 0 | 0 | 0 | 0 | 0 | 0 | 0 | 0 | 0 | 0 | 0 | 0 | 0 | 0 | 0 | 0 | 0 | 0 | 0 | 0 | 0 | 0 | 0 | 0 | 0 | 0 | 0 | 0 | 0 | 0 | 0 | 0 | 0 | 0 | 0 | 0 | 0 | 0 | 0 | 0 | 0 | 0 | 0 | 0 | 0 | 0 | 0 | 0
- | - | - | - | - | 0 | 0 | 0 | 0 | 0 | 0 | 0 | 0 | 0 | 0 | 0 | 0 | 0 | 0 | 0 | 0 | 0 | 0 | 0 | 0 | 0 | 0 | 0 | 0 | 0 | 0 | 0 | 0 | 0 | 0 | 0 | 0 | 0 | 0 | 0 | 0 | 0 | 0 | 0 | 0 | 0 | 0 | 0 | 0 | 0 | 0 | 0 | 0 | 0 | 0 | 0 | 0 | 0 | 0 | 0 | 0 | 0 | 0 | 0 | 0 | 0 | 0 | 0 | 0 | 0
- | - | - | - | - | 0 | 0 | 0 | 0 | 0 | 0 | 0 | 0 | 0 | 0 | 0 | 0 | 0 | 0 | 0 | 0 | 0 | 0 | 0 | 0 | 0 | 0 | 0 | 0 | 0 | 0 | 0 | 0 | 0 | 0 | 0 | 0 | 0 | 0 | 0 | 0 | 0 | 0 | 0 | 0 | 0 | 0 | 0 | 0 | 0 | 0 | 0 | 0 | 0 | 0 | 0 | 0 | 0 | 0 | 0 | 0 | 0 | 0 | 0 | 0 | 0 | 0 | 0 | 0 | 0
- | - | - | - | - | 0 | 0 | 0 | 0 | 0 | 0 | 0 | 0 | 0 | 0 | 0 | 0 | 0 | 0 | 0 | 0 | 0 | 0 | 0 | 0 | 0 | 0 | 0 | 0 | 0 | 0 | 0 | 0 | 0 | 0 | 0 | 0 | 0 | 0 | 0 | 0 | 0 | 0 | 0 | 0 | 0 | 0 | 0 | 0 | 0 | 0 | 0 | 0 | 0 | 0 | 0 | 0 | 0 | 0 | 0 | 0 | 0 | 0 | 0 | 0 | 0 | 0 | 0 | 0 | 0
- | - | - | - | - | 0 | 0 | 0 | 0 | 0 | 0 | 0 | 0 | 0 | 0 | 0 | 0 | 0 | 0 | 0 | 0 | 0 | 0 | 0 | 0 | 0 | 0 | 0 | 0 | 0 | 0 | 0 | 0 | 0 | 0 | 0 | 0 | 0 | 0 | 0 | 0 | 0 | 0 | 0 | 0 | 0 | 0 | 0 | 0 | 0 | 0 | 0 | 0 | 0 | 0 | 0 | 0 | 0 | 0 | 0 | 0 | 0 | 0 | 0 | 0 | 0 | 0 | 0 | 0 | 0
- | - | - | - | - | 0 | 0 | 0 | 0 | 0 | 0 | 0 | 0 | 0 | 0 | 0 | 0 | 0 | 0 | 0 | 0 | 0 | 0 | 0 | 0 | 0 | 0 | 0 | 0 | 0 | 0 | 0 | 0 | 0 | 0 | 0 | 0 | 0 | 0 | 0 | 0 | 0 | 0 | 0 | 0 | 0 | 0 | 0 | 0 | 0 | 0 | 0 | 0 | 0 | 0 | 0 | 0 | 0 | 0 | 0 | 0 | 0 | 0 | 0 | 0 | 0 | 0 | 0 | 0 | 0
- | - | - | - | - | 0 | 0 | 0 | 0 | 0 | 0 | 0 | 0 | 0 | 0 | 0 | 0 | 0 | 0 | 0 | 0 | 0 | 0 | 0 | 0 | 0 | 0 | 0 | 0 | 0 | 0 | 0 | 0 | 0 | 0 | 0 | 0 | 0 | 0 | 0 | 0 | 0 | 0 | 0 | 0 | 0 | 0 | 0 | 0 | 0 | 0 | 0 | 0 | 0 | 0 | 0 | 0 | 0 | 0 | 0 | 0 | 0 | 0 | 0 | 0 | 0 | 0 | 0 | 0 | 0
- | - | - | - | - | 0 | 0 | 0 | 0 | 0 | 0 | 0 | 0 | 0 | 0 | 0 | 0 | 0 | 0 | 0 | 0 | 0 | 0 | 0 | 0 | 0 | 0 | 0 | 0 | 0 | 0 | 0 | 0 | 0 | 0 | 0 | 0 | 0 | 0 | 0 | 0 | 0 | 0 | 0 | 0 | 0 | 0 | 0 | 0 | 0 | 0 | 0 | 0 | 0 | 0 | 0 | 0 | 0 | 0 | 0 | 0 | 0 | 0 | 0 | 0 | 0 | 0 | 0 | 0 | 0
- | - | - | - | - | 0 | 0 | 0 | 0 | 0 | 0 | 0 | 0 | 0 | 0 | 0 | 0 | 0 | 0 | 0 | 0 | 0 | 0 | 0 | 0 | 0 | 0 | 0 | 0 | 0 | 0 | 0 | 0 | 0 | 0 | 0 | 0 | 0 | 0 | 0 | 0 | 0 | 0 | 0 | 0 | 0 | 0 | 0 | 0 | 0 | 0 | 0 | 0 | 0 | 0 | 0 | 0 | 0 | 0 | 0 | 0 | 0 | 0 | 0 | 0 | 0 | 0 | 0 | 0 | 0
- | - | - | - | - | 0 | 0 | 0 | 0 | 0 | 0 | 0 | 0 | 0 | 0 | 0 | 0 | 0 | 0 | 0 | 0 | 0 | 0 | 0 | 0 | 0 | 0 | 0 | 0 | 0 | 0 | 0 | 0 | 0 | 0 | 0 | 0 | 0 | 0 | 0 | 0 | 0 | 0 | 0 | 0 | 0 | 0 | 0 | 0 | 0 | 0 | 0 | 0 | 0 | 0 | 0 | 0 | 0 | 0 | 0 | 0 | 0 | 0 | 0 | 0 | 0 | 0 | 0 | 0 | 0
- | - | - | - | - | 0 | 0 | 0 | 0 | 0 | 0 | 0 | 0 | 0 | 0 | 0 | 0 | 0 | 0 | 0 | 0 | 0 | 0 | 0 | 0 | 0 | 0 | 0 | 0 | 0 | 0 | 0 | 0 | 0 | 0 | 0 | 0 | 0 | 0 | 0 | 0 | 0 | 0 | 0 | 0 | 0 | 0 | 0 | 0 | 0 | 0 | 0 | 0 | 0 | 0 | 0 | 0 | 0 | 0 | 0 | 0 | 0 | 0 | 0 | 0 | 0 | 0 | 0 | 0 | 0
- | - | - | - | - | 0 | 0 | 0 | 0 | 0 | 0 | 0 | 0 | 0 | 0 | 0 | 0 | 0 | 0 | 0 | 0 | 0 | 0 | 0 | 0 | 0 | 0 | 0 | 0 | 0 | 0 | 0 | 0 | 0 | 0 | 0 | 0 | 0 | 0 | 0 | 0 | 0 | 0 | 0 | 0 | 0 | 0 | 0 | 0 | 0 | 0 | 0 | 0 | 0 | 0 | 0 | 0 | 0 | 0 | 0 | 0 | 0 | 0 | 0 | 0 | 0 | 0 | 0 | 0 | 0
- | - | - | - | - | 0 | 0 | 0 | 0 | 0 | 0 | 0 | 0 | 0 | 0 | 0 | 0 | 0 | 0 | 0 | 0 | 0 | 0 | 0 | 0 | 0 | 0 | 0 | 0 | 0 | 0 | 0 | 0 | 0 | 0 | 0 | 0 | 0 | 0 | 0 | 0 | 0 | 0 | 0 | 0 | 0 | 0 | 0 | 0 | 0 | 0 | 0 | 0 | 0 | 0 | 0 | 0 | 0 | 0 | 0 | 0 | 0 | 0 | 0 | 0 | 0 | 0 | 0 | 0 | 0
- | - | - | - | - | 0 | 0 | 0 | 0 | 0 | 0 | 0 | 0 | 0 | 0 | 0 | 0 | 0 | 0 | 0 | 0 | 0 | 0 | 0 | 0 | 0 | 0 | 0 | 0 | 0 | 0 | 0 | 0 | 0 | 0 | 0 | 0 | 0 | 0 | 0 | 0 | 0 | 0 | 0 | 0 | 0 | 0 | 0 | 0 | 0 | 0 | 0 | 0 | 0 | 0 | 0 | 0 | 0 | 0 | 0 | 0 | 0 | 0 | 0 | 0 | 0 | 0 | 0 | 0 | 0
- | - | - | - | - | 0 | 0 | 0 | 0 | 0 | 0 | 0 | 0 | 0 | 0 | 0 | 0 | 0 | 0 | 0 | 0 | 0 | 0 | 0 | 0 | 0 | 0 | 0 | 0 | 0 | 0 | 0 | 0 | 0 | 0 | 0 | 0 | 0 | 0 | 0 | 0 | 0 | 0 | 0 | 0 | 0 | 0 | 0 | 0 | 0 | 0 | 0 | 0 | 0 | 0 | 0 | 0 | 0 | 0 | 0 | 0 | 0 | 0 | 0 | 0 | 0 | 0 | 0 | 0 | 0
- | - | - | - | - | 0 | 0 | 0 | 0 | 0 | 0 | 0 | 0 | 0 | 0 | 0 | 0 | 0 | 0 | 0 | 0 | 0 | 0 | 0 | 0 | 0 | 0 | 0 | 0 | 0 | 0 | 0 | 0 | 0 | 0 | 0 | 0 | 0 | 0 | 0 | 0 | 0 | 0 | 0 | 0 | 0 | 0 | 0 | 0 | 0 | 0 | 0 | 0 | 0 | 0 | 0 | 0 | 0 | 0 | 0 | 0 | 0 | 0 | 0 | 0 | 0 | 0 | 0 | 0 | 0
- | - | - | - | - | 0 | 0 | 0 | 0 | 0 | 0 | 0 | 0 | 0 | 0 | 0 | 0 | 0 | 0 | 0 | 0 | 0 | 0 | 0 | 0 | 0 | 0 | 0 | 0 | 0 | 0 | 0 | 0 | 0 | 0 | 0 | 0 | 0 | 0 | 0 | 0 | 0 | 0 | 0 | 0 | 0 | 0 | 0 | 0 | 0 | 0 | 0 | 0 | 0 | 0 | 0 | 0 | 0 | 0 | 0 | 0 | 0 | 0 | 0 | 0 | 0 | 0 | 0 | 0 | 0
- | - | - | - | - | 0 | 0 | 0 | 0 | 0 | 0 | 0 | 0 | 0 | 0 | 0 | 0 | 0 | 0 | 0 | 0 | 0 | 0 | 0 | 0 | 0 | 0 | 0 | 0 | 0 | 0 | 0 | 0 | 0 | 0 | 0 | 0 | 0 | 0 | 0 | 0 | 0 | 0 | 0 | 0 | 0 | 0 | 0 | 0 | 0 | 0 | 0 | 0 | 0 | 0 | 0 | 0 | 0 | 0 | 0 | 0 | 0 | 0 | 0 | 0 | 0 | 0 | 0 | 0 | 0
- | - | - | - | - | 0 | 0 | 0 | 0 | 0 | 0 | 0 | 0 | 0 | 0 | 0 | 0 | 0 | 0 | 0 | 0 | 0 | 0 | 0 | 0 | 0 | 0 | 0 | 0 | 0 | 0 | 0 | 0 | 0 | 0 | 0 | 0 | 0 | 0 | 0 | 0 | 0 | 0 | 0 | 0 | 0 | 0 | 0 | 0 | 0 | 0 | 0 | 0 | 0 | 0 | 0 | 0 | 0 | 0 | 0 | 0 | 0 | 0 | 0 | 0 | 0 | 0 | 0 | 0 | 0
- | - | - | - | - | 0 | 0 | 0 | 0 | 0 | 0 | 0 | 0 | 0 | 0 | 0 | 0 | 0 | 0 | 0 | 0 | 0 | 0 | 0 | 0 | 0 | 0 | 0 | 0 | 0 | 0 | 0 | 0 | 0 | 0 | 0 | 0 | 0 | 0 | 0 | 0 | 0 | 0 | 0 | 0 | 0 | 0 | 0 | 0 | 0 | 0 | 0 | 0 | 0 | 0 | 0 | 0 | 0 | 0 | 0 | 0 | 0 | 0 | 0 | 0 | 0 | 0 | 0 | 0 | 0
- | - | - | - | - | 0 | 0 | 0 | 0 | 0 | 0 | 0 | 0 | 0 | 0 | 0 | 0 | 0 | 0 | 0 | 0 | 0 | 0 | 0 | 0 | 0 | 0 | 0 | 0 | 0 | 0 | 0 | 0 | 0 | 0 | 0 | 0 | 0 | 0 | 0 | 0 | 0 | 0 | 0 | 0 | 0 | 0 | 0 | 0 | 0 | 0 | 0 | 0 | 0 | 0 | 0 | 0 | 0 | 0 | 0 | 0 | 0 | 0 | 0 | 0 | 0 | 0 | 0 | 0 | 0
- | - | - | - | - | 0 | 0 | 0 | 0 | 0 | 0 | 0 | 0 | 0 | 0 | 0 | 0 | 0 | 0 | 0 | 0 | 0 | 0 | 0 | 0 | 0 | 0 | 0 | 0 | 0 | 0 | 0 | 0 | 0 | 0 | 0 | 0 | 0 | 0 | 0 | 0 | 0 | 0 | 0 | 0 | 0 | 0 | 0 | 0 | 0 | 0 | 0 | 0 | 0 | 0 | 0 | 0 | 0 | 0 | 0 | 0 | 0 | 0 | 0 | 0 | 0 | 0 | 0 | 0 | 0
- | - | - | - | - | 0 | 0 | 0 | 0 | 0 | 0 | 0 | 0 | 0 | 0 | 0 | 0 | 0 | 0 | 0 | 0 | 0 | 0 | 0 | 0 | 0 | 0 | 0 | 0 | 0 | 0 | 0 | 0 | 0 | 0 | 0 | 0 | 0 | 0 | 0 | 0 | 0 | 0 | 0 | 0 | 0 | 0 | 0 | 0 | 0 | 0 | 0 | 0 | 0 | 0 | 0 | 0 | 0 | 0 | 0 | 0 | 0 | 0 | 0 | 0 | 0 | 0 | 0 | 0 | 0
- | - | - | - | - | 0 | 0 | 0 | 0 | 0 | 0 | 0 | 0 | 0 | 0 | 0 | 0 | 0 | 0 | 0 | 0 | 0 | 0 | 0 | 0 | 0 | 0 | 0 | 0 | 0 | 0 | 0 | 0 | 0 | 0 | 0 | 0 | 0 | 0 | 0 | 0 | 0 | 0 | 0 | 0 | 0 | 0 | 0 | 0 | 0 | 0 | 0 | 0 | 0 | 0 | 0 | 0 | 0 | 0 | 0 | 0 | 0 | 0 | 0 | 0 | 0 | 0 | 0 | 0 | 0
- | - | - | - | - | 0 | 0 | 0 | 0 | 0 | 0 | 0 | 0 | 0 | 0 | 0 | 0 | 0 | 0 | 0 | 0 | 0 | 0 | 0 | 0 | 0 | 0 | 0 | 0 | 0 | 0 | 0 | 0 | 0 | 0 | 0 | 0 | 0 | 0 | 0 | 0 | 0 | 0 | 0 | 0 | 0 | 0 | 0 | 0 | 0 | 0 | 0 | 0 | 0 | 0 | 0 | 0 | 0 | 0 | 0 | 0 | 0 | 0 | 0 | 0 | 0 | 0 | 0 | 0 | 0
- | - | - | - | - | 0 | 0 | 0 | 0 | 0 | 0 | 0 | 0 | 0 | 0 | 0 | 0 | 0 | 0 | 0 | 0 | 0 | 0 | 0 | 0 | 0 | 0 | 0 | 0 | 0 | 0 | 0 | 0 | 0 | 0 | 0 | 0 | 0 | 0 | 0 | 0 | 0 | 0 | 0 | 0 | 0 | 0 | 0 | 0 | 0 | 0 | 0 | 0 | 0 | 0 | 0 | 0 | 0 | 0 | 0 | 0 | 0 | 0 | 0 | 0 | 0 | 0 | 0 | 0 | 0
- | - | - | - | - | 0 | 0 | 0 | 0 | 0 | 0 | 0 | 0 | 0 | 0 | 0 | 0 | 0 | 0 | 0 | 0 | 0 | 0 | 0 | 0 | 0 | 0 | 0 | 0 | 0 | 0 | 0 | 0 | 0 | 0 | 0 | 0 | 0 | 0 | 0 | 0 | 0 | 0 | 0 | 0 | 0 | 0 | 0 | 0 | 0 | 0 | 0 | 0 | 0 | 0 | 0 | 0 | 0 | 0 | 0 | 0 | 0 | 0 | 0 | 0 | 0 | 0 | 0 | 0 | 0
- | - | - | - | - | 0 | 0 | 0 | 0 | 0 | 0 | 0 | 0 | 0 | 0 | 0 | 0 | 0 | 0 | 0 | 0 | 0 | 0 | 0 | 0 | 0 | 0 | 0 | 0 | 0 | 0 | 0 | 0 | 0 | 0 | 0 | 0 | 0 | 0 | 0 | 0 | 0 | 0 | 0 | 0 | 0 | 0 | 0 | 0 | 0 | 0 | 0 | 0 | 0 | 0 | 0 | 0 | 0 | 0 | 0 | 0 | 0 | 0 | 0 | 0 | 0 | 0 | 0 | 0 | 0
- | - | - | - | - | 0 | 0 | 0 | 0 | 0 | 0 | 0 | 0 | 0 | 0 | 0 | 0 | 0 | 0 | 0 | 0 | 0 | 0 | 0 | 0 | 0 | 0 | 0 | 0 | 0 | 0 | 0 | 0 | 0 | 0 | 0 | 0 | 0 | 0 | 0 | 0 | 0 | 0 | 0 | 0 | 0 | 0 | 0 | 0 | 0 | 0 | 0 | 0 | 0 | 0 | 0 | 0 | 0 | 0 | 0 | 0 | 0 | 0 | 0 | 0 | 0 | 0 | 0 | 0 | 0
- | - | - | - | - | 0 | 0 | 0 | 0 | 0 | 0 | 0 | 0 | 0 | 0 | 0 | 0 | 0 | 0 | 0 | 0 | 0 | 0 | 0 | 0 | 0 | 0 | 0 | 0 | 0 | 0 | 0 | 0 | 0 | 0 | 0 | 0 | 0 | 0 | 0 | 0 | 0 | 0 | 0 | 0 | 0 | 0 | 0 | 0 | 0 | 0 | 0 | 0 | 0 | 0 | 0 | 0 | 0 | 0 | 0 | 0 | 0 | 0 | 0 | 0 | 0 | 0 | 0 | 0 | 0
- | - | - | - | - | 0 | 0 | 0 | 0 | 0 | 0 | 0 | 0 | 0 | 0 | 0 | 0 | 0 | 0 | 0 | 0 | 0 | 0 | 0 | 0 | 0 | 0 | 0 | 0 | 0 | 0 | 0 | 0 | 0 | 0 | 0 | 0 | 0 | 0 | 0 | 0 | 0 | 0 | 0 | 0 | 0 | 0 | 0 | 0 | 0 | 0 | 0 | 0 | 0 | 0 | 0 | 0 | 0 | 0 | 0 | 0 | 0 | 0 | 0 | 0 | 0 | 0 | 0 | 0 | 0
- | - | - | - | - | 0 | 0 | 0 | 0 | 0 | 0 | 0 | 0 | 0 | 0 | 0 | 0 | 0 | 0 | 0 | 0 | 0 | 0 | 0 | 0 | 0 | 0 | 0 | 0 | 0 | 0 | 0 | 0 | 0 | 0 | 0 | 0 | 0 | 0 | 0 | 0 | 0 | 0 | 0 | 0 | 0 | 0 | 0 | 0 | 0 | 0 | 0 | 0 | 0 | 0 | 0 | 0 | 0 | 0 | 0 | 0 | 0 | 0 | 0 | 0 | 0 | 0 | 0 | 0 | 0
- | - | - | - | - | 0 | 0 | 0 | 0 | 0 | 0 | 0 | 0 | 0 | 0 | 0 | 0 | 0 | 0 | 0 | 0 | 0 | 0 | 0 | 0 | 0 | 0 | 0 | 0 | 0 | 0 | 0 | 0 | 0 | 0 | 0 | 0 | 0 | 0 | 0 | 0 | 0 | 0 | 0 | 0 | 0 | 0 | 0 | 0 | 0 | 0 | 0 | 0 | 0 | 0 | 0 | 0 | 0 | 0 | 0 | 0 | 0 | 0 | 0 | 0 | 0 | 0 | 0 | 0 | 0
- | - | - | - | - | 0 | 0 | 0 | 0 | 0 | 0 | 0 | 0 | 0 | 0 | 0 | 0 | 0 | 0 | 0 | 0 | 0 | 0 | 0 | 0 | 0 | 0 | 0 | 0 | 0 | 0 | 0 | 0 | 0 | 0 | 0 | 0 | 0 | 0 | 0 | 0 | 0 | 0 | 0 | 0 | 0 | 0 | 0 | 0 | 0 | 0 | 0 | 0 | 0 | 0 | 0 | 0 | 0 | 0 | 0 | 0 | 0 | 0 | 0 | 0 | 0 | 0 | 0 | 0 | 0
- | - | - | - | - | 0 | 0 | 0 | 0 | 0 | 0 | 0 | 0 | 0 | 0 | 0 | 0 | 0 | 0 | 0 | 0 | 0 | 0 | 0 | 0 | 0 | 0 | 0 | 0 | 0 | 0 | 0 | 0 | 0 | 0 | 0 | 0 | 0 | 0 | 0 | 0 | 0 | 0 | 0 | 0 | 0 | 0 | 0 | 0 | 0 | 0 | 0 | 0 | 0 | 0 | 0 | 0 | 0 | 0 | 0 | 0 | 0 | 0 | 0 | 0 | 0 | 0 | 0 | 0 | 0
- | - | - | - | - | 0 | 0 | 0 | 0 | 0 | 0 | 0 | 0 | 0 | 0 | 0 | 0 | 0 | 0 | 0 | 0 | 0 | 0 | 0 | 0 | 0 | 0 | 0 | 0 | 0 | 0 | 0 | 0 | 0 | 0 | 0 | 0 | 0 | 0 | 0 | 0 | 0 | 0 | 0 | 0 | 0 | 0 | 0 | 0 | 0 | 0 | 0 | 0 | 0 | 0 | 0 | 0 | 0 | 0 | 0 | 0 | 0 | 0 | 0 | 0 | 0 | 0 | 0 | 0 | 0
- | - | - | - | - | 0 | 0 | 0 | 0 | 0 | 0 | 0 | 0 | 0 | 0 | 0 | 0 | 0 | 0 | 0 | 0 | 0 | 0 | 0 | 0 | 0 | 0 | 0 | 0 | 0 | 0 | 0 | 0 | 0 | 0 | 0 | 0 | 0 | 0 | 0 | 0 | 0 | 0 | 0 | 0 | 0 | 0 | 0 | 0 | 0 | 0 | 0 | 0 | 0 | 0 | 0 | 0 | 0 | 0 | 0 | 0 | 0 | 0 | 0 | 0 | 0 | 0 | 0 | 0 | 0
- | - | - | - | - | 0 | 0 | 0 | 0 | 0 | 0 | 0 | 0 | 0 | 0 | 0 | 0 | 0 | 0 | 0 | 0 | 0 | 0 | 0 | 0 | 0 | 0 | 0 | 0 | 0 | 0 | 0 | 0 | 0 | 0 | 0 | 0 | 0 | 0 | 0 | 0 | 0 | 0 | 0 | 0 | 0 | 0 | 0 | 0 | 0 | 0 | 0 | 0 | 0 | 0 | 0 | 0 | 0 | 0 | 0 | 0 | 0 | 0 | 0 | 0 | 0 | 0 | 0 | 0 | 0
- | - | - | - | - | 0 | 0 | 0 | 0 | 0 | 0 | 0 | 0 | 0 | 0 | 0 | 0 | 0 | 0 | 0 | 0 | 0 | 0 | 0 | 0 | 0 | 0 | 0 | 0 | 0 | 0 | 0 | 0 | 0 | 0 | 0 | 0 | 0 | 0 | 0 | 0 | 0 | 0 | 0 | 0 | 0 | 0 | 0 | 0 | 0 | 0 | 0 | 0 | 0 | 0 | 0 | 0 | 0 | 0 | 0 | 0 | 0 | 0 | 0 | 0 | 0 | 0 | 0 | 0 | 0
- | - | - | - | - | 0 | 0 | 0 | 0 | 0 | 0 | 0 | 0 | 0 | 0 | 0 | 0 | 0 | 0 | 0 | 0 | 0 | 0 | 0 | 0 | 0 | 0 | 0 | 0 | 0 | 0 | 0 | 0 | 0 | 0 | 0 | 0 | 0 | 0 | 0 | 0 | 0 | 0 | 0 | 0 | 0 | 0 | 0 | 0 | 0 | 0 | 0 | 0 | 0 | 0 | 0 | 0 | 0 | 0 | 0 | 0 | 0 | 0 | 0 | 0 | 0 | 0 | 0 | 0 | 0
- | - | - | - | - | 0 | 0 | 0 | 0 | 0 | 0 | 0 | 0 | 0 | 0 | 0 | 0 | 0 | 0 | 0 | 0 | 0 | 0 | 0 | 0 | 0 | 0 | 0 | 0 | 0 | 0 | 0 | 0 | 0 | 0 | 0 | 0 | 0 | 0 | 0 | 0 | 0 | 0 | 0 | 0 | 0 | 0 | 0 | 0 | 0 | 0 | 0 | 0 | 0 | 0 | 0 | 0 | 0 | 0 | 0 | 0 | 0 | 0 | 0 | 0 | 0 | 0 | 0 | 0 | 0
- | - | - | - | - | 0 | 0 | 0 | 0 | 0 | 0 | 0 | 0 | 0 | 0 | 0 | 0 | 0 | 0 | 0 | 0 | 0 | 0 | 0 | 0 | 0 | 0 | 0 | 0 | 0 | 0 | 0 | 0 | 0 | 0 | 0 | 0 | 0 | 0 | 0 | 0 | 0 | 0 | 0 | 0 | 0 | 0 | 0 | 0 | 0 | 0 | 0 | 0 | 0 | 0 | 0 | 0 | 0 | 0 | 0 | 0 | 0 | 0 | 0 | 0 | 0 | 0 | 0 | 0 | 0
- | - | - | - | - | 0 | 0 | 0 | 0 | 0 | 0 | 0 | 0 | 0 | 0 | 0 | 0 | 0 | 0 | 0 | 0 | 0 | 0 | 0 | 0 | 0 | 0 | 0 | 0 | 0 | 0 | 0 | 0 | 0 | 0 | 0 | 0 | 0 | 0 | 0 | 0 | 0 | 0 | 0 | 0 | 0 | 0 | 0 | 0 | 0 | 0 | 0 | 0 | 0 | 0 | 0 | 0 | 0 | 0 | 0 | 0 | 0 | 0 | 0 | 0 | 0 | 0 | 0 | 0 | 0
- | - | - | - | - | 0 | 0 | 0 | 0 | 0 | 0 | 0 | 0 | 0 | 0 | 0 | 0 | 0 | 0 | 0 | 0 | 0 | 0 | 0 | 0 | 0 | 0 | 0 | 0 | 0 | 0 | 0 | 0 | 0 | 0 | 0 | 0 | 0 | 0 | 0 | 0 | 0 | 0 | 0 | 0 | 0 | 0 | 0 | 0 | 0 | 0 | 0 | 0 | 0 | 0 | 0 | 0 | 0 | 0 | 0 | 0 | 0 | 0 | 0 | 0 | 0 | 0 | 0 | 0 | 0
- | - | - | - | - | 0 | 0 | 0 | 0 | 0 | 0 | 0 | 0 | 0 | 0 | 0 | 0 | 0 | 0 | 0 | 0 | 0 | 0 | 0 | 0 | 0 | 0 | 0 | 0 | 0 | 0 | 0 | 0 | 0 | 0 | 0 | 0 | 0 | 0 | 0 | 0 | 0 | 0 | 0 | 0 | 0 | 0 | 0 | 0 | 0 | 0 | 0 | 0 | 0 | 0 | 0 | 0 | 0 | 0 | 0 | 0 | 0 | 0 | 0 | 0 | 0 | 0 | 0 | 0 | 0
- | - | - | - | - | 0 | 0 | 0 | 0 | 0 | 0 | 0 | 0 | 0 | 0 | 0 | 0 | 0 | 0 | 0 | 0 | 0 | 0 | 0 | 0 | 0 | 0 | 0 | 0 | 0 | 0 | 0 | 0 | 0 | 0 | 0 | 0 | 0 | 0 | 0 | 0 | 0 | 0 | 0 | 0 | 0 | 0 | 0 | 0 | 0 | 0 | 0 | 0 | 0 | 0 | 0 | 0 | 0 | 0 | 0 | 0 | 0 | 0 | 0 | 0 | 0 | 0 | 0 | 0 | 0
- | - | - | - | - | 0 | 0 | 0 | 0 | 0 | 0 | 0 | 0 | 0 | 0 | 0 | 0 | 0 | 0 | 0 | 0 | 0 | 0 | 0 | 0 | 0 | 0 | 0 | 0 | 0 | 0 | 0 | 0 | 0 | 0 | 0 | 0 | 0 | 0 | 0 | 0 | 0 | 0 | 0 | 0 | 0 | 0 | 0 | 0 | 0 | 0 | 0 | 0 | 0 | 0 | 0 | 0 | 0 | 0 | 0 | 0 | 0 | 0 | 0 | 0 | 0 | 0 | 0 | 0 | 0
- | - | - | - | - | 0 | 0 | 0 | 0 | 0 | 0 | 0 | 0 | 0 | 0 | 0 | 0 | 0 | 0 | 0 | 0 | 0 | 0 | 0 | 0 | 0 | 0 | 0 | 0 | 0 | 0 | 0 | 0 | 0 | 0 | 0 | 0 | 0 | 0 | 0 | 0 | 0 | 0 | 0 | 0 | 0 | 0 | 0 | 0 | 0 | 0 | 0 | 0 | 0 | 0 | 0 | 0 | 0 | 0 | 0 | 0 | 0 | 0 | 0 | 0 | 0 | 0 | 0 | 0 | 0
- | - | - | - | - | 0 | 0 | 0 | 0 | 0 | 0 | 0 | 0 | 0 | 0 | 0 | 0 | 0 | 0 | 0 | 0 | 0 | 0 | 0 | 0 | 0 | 0 | 0 | 0 | 0 | 0 | 0 | 0 | 0 | 0 | 0 | 0 | 0 | 0 | 0 | 0 | 0 | 0 | 0 | 0 | 0 | 0 | 0 | 0 | 0 | 0 | 0 | 0 | 0 | 0 | 0 | 0 | 0 | 0 | 0 | 0 | 0 | 0 | 0 | 0 | 0 | 0 | 0 | 0 | 0
- | - | - | - | - | 0 | 0 | 0 | 0 | 0 | 0 | 0 | 0 | 0 | 0 | 0 | 0 | 0 | 0 | 0 | 0 | 0 | 0 | 0 | 0 | 0 | 0 | 0 | 0 | 0 | 0 | 0 | 0 | 0 | 0 | 0 | 0 | 0 | 0 | 0 | 0 | 0 | 0 | 0 | 0 | 0 | 0 | 0 | 0 | 0 | 0 | 0 | 0 | 0 | 0 | 0 | 0 | 0 | 0 | 0 | 0 | 0 | 0 | 0 | 0 | 0 | 0 | 0 | 0 | 0
- | - | - | - | - | 0 | 0 | 0 | 0 | 0 | 0 | 0 | 0 | 0 | 0 | 0 | 0 | 0 | 0 | 0 | 0 | 0 | 0 | 0 | 0 | 0 | 0 | 0 | 0 | 0 | 0 | 0 | 0 | 0 | 0 | 0 | 0 | 0 | 0 | 0 | 0 | 0 | 0 | 0 | 0 | 0 | 0 | 0 | 0 | 0 | 0 | 0 | 0 | 0 | 0 | 0 | 0 | 0 | 0 | 0 | 0 | 0 | 0 | 0 | 0 | 0 | 0 | 0 | 0 | 0
- | - | - | - | - | 0 | 0 | 0 | 0 | 0 | 0 | 0 | 0 | 0 | 0 | 0 | 0 | 0 | 0 | 0 | 0 | 0 | 0 | 0 | 0 | 0 | 0 | 0 | 0 | 0 | 0 | 0 | 0 | 0 | 0 | 0 | 0 | 0 | 0 | 0 | 0 | 0 | 0 | 0 | 0 | 0 | 0 | 0 | 0 | 0 | 0 | 0 | 0 | 0 | 0 | 0 | 0 | 0 | 0 | 0 | 0 | 0 | 0 | 0 | 0 | 0 | 0 | 0 | 0 | 0
- | - | - | - | - | 0 | 0 | 0 | 0 | 0 | 0 | 0 | 0 | 0 | 0 | 0 | 0 | 0 | 0 | 0 | 0 | 0 | 0 | 0 | 0 | 0 | 0 | 0 | 0 | 0 | 0 | 0 | 0 | 0 | 0 | 0 | 0 | 0 | 0 | 0 | 0 | 0 | 0 | 0 | 0 | 0 | 0 | 0 | 0 | 0 | 0 | 0 | 0 | 0 | 0 | 0 | 0 | 0 | 0 | 0 | 0 | 0 | 0 | 0 | 0 | 0 | 0 | 0 | 0 | 0
- | - | - | - | - | 0 | 0 | 0 | 0 | 0 | 0 | 0 | 0 | 0 | 0 | 0 | 0 | 0 | 0 | 0 | 0 | 0 | 0 | 0 | 0 | 0 | 0 | 0 | 0 | 0 | 0 | 0 | 0 | 0 | 0 | 0 | 0 | 0 | 0 | 0 | 0 | 0 | 0 | 0 | 0 | 0 | 0 | 0 | 0 | 0 | 0 | 0 | 0 | 0 | 0 | 0 | 0 | 0 | 0 | 0 | 0 | 0 | 0 | 0 | 0 | 0 | 0 | 0 | 0 | 0
- | - | - | - | - | 0 | 0 | 0 | 0 | 0 | 0 | 0 | 0 | 0 | 0 | 0 | 0 | 0 | 0 | 0 | 0 | 0 | 0 | 0 | 0 | 0 | 0 | 0 | 0 | 0 | 0 | 0 | 0 | 0 | 0 | 0 | 0 | 0 | 0 | 0 | 0 | 0 | 0 | 0 | 0 | 0 | 0 | 0 | 0 | 0 | 0 | 0 | 0 | 0 | 0 | 0 | 0 | 0 | 0 | 0 | 0 | 0 | 0 | 0 | 0 | 0 | 0 | 0 | 0 | 0
- | - | - | - | - | 0 | 0 | 0 | 0 | 0 | 0 | 0 | 0 | 0 | 0 | 0 | 0 | 0 | 0 | 0 | 0 | 0 | 0 | 0 | 0 | 0 | 0 | 0 | 0 | 0 | 0 | 0 | 0 | 0 | 0 | 0 | 0 | 0 | 0 | 0 | 0 | 0 | 0 | 0 | 0 | 0 | 0 | 0 | 0 | 0 | 0 | 0 | 0 | 0 | 0 | 0 | 0 | 0 | 0 | 0 | 0 | 0 | 0 | 0 | 0 | 0 | 0 | 0 | 0 | 0
- | - | - | - | - | 0 | 0 | 0 | 0 | 0 | 0 | 0 | 0 | 0 | 0 | 0 | 0 | 0 | 0 | 0 | 0 | 0 | 0 | 0 | 0 | 0 | 0 | 0 | 0 | 0 | 0 | 0 | 0 | 0 | 0 | 0 | 0 | 0 | 0 | 0 | 0 | 0 | 0 | 0 | 0 | 0 | 0 | 0 | 0 | 0 | 0 | 0 | 0 | 0 | 0 | 0 | 0 | 0 | 0 | 0 | 0 | 0 | 0 | 0 | 0 | 0 | 0 | 0 | 0 | 0
- | - | - | - | - | 0 | 0 | 0 | 0 | 0 | 0 | 0 | 0 | 0 | 0 | 0 | 0 | 0 | 0 | 0 | 0 | 0 | 0 | 0 | 0 | 0 | 0 | 0 | 0 | 0 | 0 | 0 | 0 | 0 | 0 | 0 | 0 | 0 | 0 | 0 | 0 | 0 | 0 | 0 | 0 | 0 | 0 | 0 | 0 | 0 | 0 | 0 | 0 | 0 | 0 | 0 | 0 | 0 | 0 | 0 | 0 | 0 | 0 | 0 | 0 | 0 | 0 | 0 | 0 | 0
- | - | - | - | - | 0 | 0 | 0 | 0 | 0 | 0 | 0 | 0 | 0 | 0 | 0 | 0 | 0 | 0 | 0 | 0 | 0 | 0 | 0 | 0 | 0 | 0 | 0 | 0 | 0 | 0 | 0 | 0 | 0 | 0 | 0 | 0 | 0 | 0 | 0 | 0 | 0 | 0 | 0 | 0 | 0 | 0 | 0 | 0 | 0 | 0 | 0 | 0 | 0 | 0 | 0 | 0 | 0 | 0 | 0 | 0 | 0 | 0 | 0 | 0 | 0 | 0 | 0 | 0 | 0
- | - | - | - | - | 0 | 0 | 0 | 0 | 0 | 0 | 0 | 0 | 0 | 0 | 0 | 0 | 0 | 0 | 0 | 0 | 0 | 0 | 0 | 0 | 0 | 0 | 0 | 0 | 0 | 0 | 0 | 0 | 0 | 0 | 0 | 0 | 0 | 0 | 0 | 0 | 0 | 0 | 0 | 0 | 0 | 0 | 0 | 0 | 0 | 0 | 0 | 0 | 0 | 0 | 0 | 0 | 0 | 0 | 0 | 0 | 0 | 0 | 0 | 0 | 0 | 0 | 0 | 0 | 0
- | - | - | - | - | 0 | 0 | 0 | 0 | 0 | 0 | 0 | 0 | 0 | 0 | 0 | 0 | 0 | 0 | 0 | 0 | 0 | 0 | 0 | 0 | 0 | 0 | 0 | 0 | 0 | 0 | 0 | 0 | 0 | 0 | 0 | 0 | 0 | 0 | 0 | 0 | 0 | 0 | 0 | 0 | 0 | 0 | 0 | 0 | 0 | 0 | 0 | 0 | 0 | 0 | 0 | 0 | 0 | 0 | 0 | 0 | 0 | 0 | 0 | 0 | 0 | 0 | 0 | 0 | 0
- | - | - | - | - | 0 | 0 | 0 | 0 | 0 | 0 | 0 | 0 | 0 | 0 | 0 | 0 | 0 | 0 | 0 | 0 | 0 | 0 | 0 | 0 | 0 | 0 | 0 | 0 | 0 | 0 | 0 | 0 | 0 | 0 | 0 | 0 | 0 | 0 | 0 | 0 | 0 | 0 | 0 | 0 | 0 | 0 | 0 | 0 | 0 | 0 | 0 | 0 | 0 | 0 | 0 | 0 | 0 | 0 | 0 | 0 | 0 | 0 | 0 | 0 | 0 | 0 | 0 | 0 | 0
- | - | - | - | - | 0 | 0 | 0 | 0 | 0 | 0 | 0 | 0 | 0 | 0 | 0 | 0 | 0 | 0 | 0 | 0 | 0 | 0 | 0 | 0 | 0 | 0 | 0 | 0 | 0 | 0 | 0 | 0 | 0 | 0 | 0 | 0 | 0 | 0 | 0 | 0 | 0 | 0 | 0 | 0 | 0 | 0 | 0 | 0 | 0 | 0 | 0 | 0 | 0 | 0 | 0 | 0 | 0 | 0 | 0 | 0 | 0 | 0 | 0 | 0 | 0 | 0 | 0 | 0 | 0
- | - | - | - | - | 0 | 0 | 0 | 0 | 0 | 0 | 0 | 0 | 0 | 0 | 0 | 0 | 0 | 0 | 0 | 0 | 0 | 0 | 0 | 0 | 0 | 0 | 0 | 0 | 0 | 0 | 0 | 0 | 0 | 0 | 0 | 0 | 0 | 0 | 0 | 0 | 0 | 0 | 0 | 0 | 0 | 0 | 0 | 0 | 0 | 0 | 0 | 0 | 0 | 0 | 0 | 0 | 0 | 0 | 0 | 0 | 0 | 0 | 0 | 0 | 0 | 0 | 0 | 0 | 0
- | - | - | - | - | 0 | 0 | 0 | 0 | 0 | 0 | 0 | 0 | 0 | 0 | 0 | 0 | 0 | 0 | 0 | 0 | 0 | 0 | 0 | 0 | 0 | 0 | 0 | 0 | 0 | 0 | 0 | 0 | 0 | 0 | 0 | 0 | 0 | 0 | 0 | 0 | 0 | 0 | 0 | 0 | 0 | 0 | 0 | 0 | 0 | 0 | 0 | 0 | 0 | 0 | 0 | 0 | 0 | 0 | 0 | 0 | 0 | 0 | 0 | 0 | 0 | 0 | 0 | 0 | 0
- | - | - | - | - | 0 | 0 | 0 | 0 | 0 | 0 | 0 | 0 | 0 | 0 | 0 | 0 | 0 | 0 | 0 | 0 | 0 | 0 | 0 | 0 | 0 | 0 | 0 | 0 | 0 | 0 | 0 | 0 | 0 | 0 | 0 | 0 | 0 | 0 | 0 | 0 | 0 | 0 | 0 | 0 | 0 | 0 | 0 | 0 | 0 | 0 | 0 | 0 | 0 | 0 | 0 | 0 | 0 | 0 | 0 | 0 | 0 | 0 | 0 | 0 | 0 | 0 | 0 | 0 | 0
- | - | - | - | - | 0 | 0 | 0 | 0 | 0 | 0 | 0 | 0 | 0 | 0 | 0 | 0 | 0 | 0 | 0 | 0 | 0 | 0 | 0 | 0 | 0 | 0 | 0 | 0 | 0 | 0 | 0 | 0 | 0 | 0 | 0 | 0 | 0 | 0 | 0 | 0 | 0 | 0 | 0 | 0 | 0 | 0 | 0 | 0 | 0 | 0 | 0 | 0 | 0 | 0 | 0 | 0 | 0 | 0 | 0 | 0 | 0 | 0 | 0 | 0 | 0 | 0 | 0 | 0 | 0
- | - | - | - | - | 0 | 0 | 0 | 0 | 0 | 0 | 0 | 0 | 0 | 0 | 0 | 0 | 0 | 0 | 0 | 0 | 0 | 0 | 0 | 0 | 0 | 0 | 0 | 0 | 0 | 0 | 0 | 0 | 0 | 0 | 0 | 0 | 0 | 0 | 0 | 0 | 0 | 0 | 0 | 0 | 0 | 0 | 0 | 0 | 0 | 0 | 0 | 0 | 0 | 0 | 0 | 0 | 0 | 0 | 0 | 0 | 0 | 0 | 0 | 0 | 0 | 0 | 0 | 0 | 0
- | - | - | - | - | 0 | 0 | 0 | 0 | 0 | 0 | 0 | 0 | 0 | 0 | 0 | 0 | 0 | 0 | 0 | 0 | 0 | 0 | 0 | 0 | 0 | 0 | 0 | 0 | 0 | 0 | 0 | 0 | 0 | 0 | 0 | 0 | 0 | 0 | 0 | 0 | 0 | 0 | 0 | 0 | 0 | 0 | 0 | 0 | 0 | 0 | 0 | 0 | 0 | 0 | 0 | 0 | 0 | 0 | 0 | 0 | 0 | 0 | 0 | 0 | 0 | 0 | 0 | 0 | 0
- | - | - | - | - | 0 | 0 | 0 | 0 | 0 | 0 | 0 | 0 | 0 | 0 | 0 | 0 | 0 | 0 | 0 | 0 | 0 | 0 | 0 | 0 | 0 | 0 | 0 | 0 | 0 | 0 | 0 | 0 | 0 | 0 | 0 | 0 | 0 | 0 | 0 | 0 | 0 | 0 | 0 | 0 | 0 | 0 | 0 | 0 | 0 | 0 | 0 | 0 | 0 | 0 | 0 | 0 | 0 | 0 | 0 | 0 | 0 | 0 | 0 | 0 | 0 | 0 | 0 | 0 | 0
- | - | - | - | - | 0 | 0 | 0 | 0 | 0 | 0 | 0 | 0 | 0 | 0 | 0 | 0 | 0 | 0 | 0 | 0 | 0 | 0 | 0 | 0 | 0 | 0 | 0 | 0 | 0 | 0 | 0 | 0 | 0 | 0 | 0 | 0 | 0 | 0 | 0 | 0 | 0 | 0 | 0 | 0 | 0 | 0 | 0 | 0 | 0 | 0 | 0 | 0 | 0 | 0 | 0 | 0 | 0 | 0 | 0 | 0 | 0 | 0 | 0 | 0 | 0 | 0 | 0 | 0 | 0
- | - | - | - | - | 0 | 0 | 0 | 0 | 0 | 0 | 0 | 0 | 0 | 0 | 0 | 0 | 0 | 0 | 0 | 0 | 0 | 0 | 0 | 0 | 0 | 0 | 0 | 0 | 0 | 0 | 0 | 0 | 0 | 0 | 0 | 0 | 0 | 0 | 0 | 0 | 0 | 0 | 0 | 0 | 0 | 0 | 0 | 0 | 0 | 0 | 0 | 0 | 0 | 0 | 0 | 0 | 0 | 0 | 0 | 0 | 0 | 0 | 0 | 0 | 0 | 0 | 0 | 0 | 0
- | - | - | - | - | 0 | 0 | 0 | 0 | 0 | 0 | 0 | 0 | 0 | 0 | 0 | 0 | 0 | 0 | 0 | 0 | 0 | 0 | 0 | 0 | 0 | 0 | 0 | 0 | 0 | 0 | 0 | 0 | 0 | 0 | 0 | 0 | 0 | 0 | 0 | 0 | 0 | 0 | 0 | 0 | 0 | 0 | 0 | 0 | 0 | 0 | 0 | 0 | 0 | 0 | 0 | 0 | 0 | 0 | 0 | 0 | 0 | 0 | 0 | 0 | 0 | 0 | 0 | 0 | 0
- | - | - | - | - | 0 | 0 | 0 | 0 | 0 | 0 | 0 | 0 | 0 | 0 | 0 | 0 | 0 | 0 | 0 | 0 | 0 | 0 | 0 | 0 | 0 | 0 | 0 | 0 | 0 | 0 | 0 | 0 | 0 | 0 | 0 | 0 | 0 | 0 | 0 | 0 | 0 | 0 | 0 | 0 | 0 | 0 | 0 | 0 | 0 | 0 | 0 | 0 | 0 | 0 | 0 | 0 | 0 | 0 | 0 | 0 | 0 | 0 | 0 | 0 | 0 | 0 | 0 | 0 | 0
- | - | - | - | - | 0 | 0 | 0 | 0 | 0 | 0 | 0 | 0 | 0 | 0 | 0 | 0 | 0 | 0 | 0 | 0 | 0 | 0 | 0 | 0 | 0 | 0 | 0 | 0 | 0 | 0 | 0 | 0 | 0 | 0 | 0 | 0 | 0 | 0 | 0 | 0 | 0 | 0 | 0 | 0 | 0 | 0 | 0 | 0 | 0 | 0 | 0 | 0 | 0 | 0 | 0 | 0 | 0 | 0 | 0 | 0 | 0 | 0 | 0 | 0 | 0 | 0 | 0 | 0 | 0
- | - | - | - | - | 0 | 0 | 0 | 0 | 0 | 0 | 0 | 0 | 0 | 0 | 0 | 0 | 0 | 0 | 0 | 0 | 0 | 0 | 0 | 0 | 0 | 0 | 0 | 0 | 0 | 0 | 0 | 0 | 0 | 0 | 0 | 0 | 0 | 0 | 0 | 0 | 0 | 0 | 0 | 0 | 0 | 0 | 0 | 0 | 0 | 0 | 0 | 0 | 0 | 0 | 0 | 0 | 0 | 0 | 0 | 0 | 0 | 0 | 0 | 0 | 0 | 0 | 0 | 0 | 0
- | - | - | - | - | 0 | 0 | 0 | 0 | 0 | 0 | 0 | 0 | 0 | 0 | 0 | 0 | 0 | 0 | 0 | 0 | 0 | 0 | 0 | 0 | 0 | 0 | 0 | 0 | 0 | 0 | 0 | 0 | 0 | 0 | 0 | 0 | 0 | 0 | 0 | 0 | 0 | 0 | 0 | 0 | 0 | 0 | 0 | 0 | 0 | 0 | 0 | 0 | 0 | 0 | 0 | 0 | 0 | 0 | 0 | 0 | 0 | 0 | 0 | 0 | 0 | 0 | 0 | 0 | 0
- | - | - | - | - | 0 | 0 | 0 | 0 | 0 | 0 | 0 | 0 | 0 | 0 | 0 | 0 | 0 | 0 | 0 | 0 | 0 | 0 | 0 | 0 | 0 | 0 | 0 | 0 | 0 | 0 | 0 | 0 | 0 | 0 | 0 | 0 | 0 | 0 | 0 | 0 | 0 | 0 | 0 | 0 | 0 | 0 | 0 | 0 | 0 | 0 | 0 | 0 | 0 | 0 | 0 | 0 | 0 | 0 | 0 | 0 | 0 | 0 | 0 | 0 | 0 | 0 | 0 | 0 | 0
- | - | - | - | - | 0 | 0 | 0 | 0 | 0 | 0 | 0 | 0 | 0 | 0 | 0 | 0 | 0 | 0 | 0 | 0 | 0 | 0 | 0 | 0 | 0 | 0 | 0 | 0 | 0 | 0 | 0 | 0 | 0 | 0 | 0 | 0 | 0 | 0 | 0 | 0 | 0 | 0 | 0 | 0 | 0 | 0 | 0 | 0 | 0 | 0 | 0 | 0 | 0 | 0 | 0 | 0 | 0 | 0 | 0 | 0 | 0 | 0 | 0 | 0 | 0 | 0 | 0 | 0 | 0
- | - | - | - | - | 0 | 0 | 0 | 0 | 0 | 0 | 0 | 0 | 0 | 0 | 0 | 0 | 0 | 0 | 0 | 0 | 0 | 0 | 0 | 0 | 0 | 0 | 0 | 0 | 0 | 0 | 0 | 0 | 0 | 0 | 0 | 0 | 0 | 0 | 0 | 0 | 0 | 0 | 0 | 0 | 0 | 0 | 0 | 0 | 0 | 0 | 0 | 0 | 0 | 0 | 0 | 0 | 0 | 0 | 0 | 0 | 0 | 0 | 0 | 0 | 0 | 0 | 0 | 0 | 0
- | - | - | - | - | 0 | 0 | 0 | 0 | 0 | 0 | 0 | 0 | 0 | 0 | 0 | 0 | 0 | 0 | 0 | 0 | 0 | 0 | 0 | 0 | 0 | 0 | 0 | 0 | 0 | 0 | 0 | 0 | 0 | 0 | 0 | 0 | 0 | 0 | 0 | 0 | 0 | 0 | 0 | 0 | 0 | 0 | 0 | 0 | 0 | 0 | 0 | 0 | 0 | 0 | 0 | 0 | 0 | 0 | 0 | 0 | 0 | 0 | 0 | 0 | 0 | 0 | 0 | 0 | 0
- | - | - | - | - | 0 | 0 | 0 | 0 | 0 | 0 | 0 | 0 | 0 | 0 | 0 | 0 | 0 | 0 | 0 | 0 | 0 | 0 | 0 | 0 | 0 | 0 | 0 | 0 | 0 | 0 | 0 | 0 | 0 | 0 | 0 | 0 | 0 | 0 | 0 | 0 | 0 | 0 | 0 | 0 | 0 | 0 | 0 | 0 | 0 | 0 | 0 | 0 | 0 | 0 | 0 | 0 | 0 | 0 | 0 | 0 | 0 | 0 | 0 | 0 | 0 | 0 | 0 | 0 | 0
- | - | - | - | - | 0 | 0 | 0 | 0 | 0 | 0 | 0 | 0 | 0 | 0 | 0 | 0 | 0 | 0 | 0 | 0 | 0 | 0 | 0 | 0 | 0 | 0 | 0 | 0 | 0 | 0 | 0 | 0 | 0 | 0 | 0 | 0 | 0 | 0 | 0 | 0 | 0 | 0 | 0 | 0 | 0 | 0 | 0 | 0 | 0 | 0 | 0 | 0 | 0 | 0 | 0 | 0 | 0 | 0 | 0 | 0 | 0 | 0 | 0 | 0 | 0 | 0 | 0 | 0 | 0
- | - | - | - | - | 0 | 0 | 0 | 0 | 0 | 0 | 0 | 0 | 0 | 0 | 0 | 0 | 0 | 0 | 0 | 0 | 0 | 0 | 0 | 0 | 0 | 0 | 0 | 0 | 0 | 0 | 0 | 0 | 0 | 0 | 0 | 0 | 0 | 0 | 0 | 0 | 0 | 0 | 0 | 0 | 0 | 0 | 0 | 0 | 0 | 0 | 0 | 0 | 0 | 0 | 0 | 0 | 0 | 0 | 0 | 0 | 0 | 0 | 0 | 0 | 0 | 0 | 0 | 0 | 0
- | - | - | - | - | 0 | 0 | 0 | 0 | 0 | 0 | 0 | 0 | 0 | 0 | 0 | 0 | 0 | 0 | 0 | 0 | 0 | 0 | 0 | 0 | 0 | 0 | 0 | 0 | 0 | 0 | 0 | 0 | 0 | 0 | 0 | 0 | 0 | 0 | 0 | 0 | 0 | 0 | 0 | 0 | 0 | 0 | 0 | 0 | 0 | 0 | 0 | 0 | 0 | 0 | 0 | 0 | 0 | 0 | 0 | 0 | 0 | 0 | 0 | 0 | 0 | 0 | 0 | 0 | 0
- | - | - | - | - | 0 | 0 | 0 | 0 | 0 | 0 | 0 | 0 | 0 | 0 | 0 | 0 | 0 | 0 | 0 | 0 | 0 | 0 | 0 | 0 | 0 | 0 | 0 | 0 | 0 | 0 | 0 | 0 | 0 | 0 | 0 | 0 | 0 | 0 | 0 | 0 | 0 | 0 | 0 | 0 | 0 | 0 | 0 | 0 | 0 | 0 | 0 | 0 | 0 | 0 | 0 | 0 | 0 | 0 | 0 | 0 | 0 | 0 | 0 | 0 | 0 | 0 | 0 | 0 | 0
- | - | - | - | - | 0 | 0 | 0 | 0 | 0 | 0 | 0 | 0 | 0 | 0 | 0 | 0 | 0 | 0 | 0 | 0 | 0 | 0 | 0 | 0 | 0 | 0 | 0 | 0 | 0 | 0 | 0 | 0 | 0 | 0 | 0 | 0 | 0 | 0 | 0 | 0 | 0 | 0 | 0 | 0 | 0 | 0 | 0 | 0 | 0 | 0 | 0 | 0 | 0 | 0 | 0 | 0 | 0 | 0 | 0 | 0 | 0 | 0 | 0 | 0 | 0 | 0 | 0 | 0 | 0
- | - | - | - | - | 0 | 0 | 0 | 0 | 0 | 0 | 0 | 0 | 0 | 0 | 0 | 0 | 0 | 0 | 0 | 0 | 0 | 0 | 0 | 0 | 0 | 0 | 0 | 0 | 0 | 0 | 0 | 0 | 0 | 0 | 0 | 0 | 0 | 0 | 0 | 0 | 0 | 0 | 0 | 0 | 0 | 0 | 0 | 0 | 0 | 0 | 0 | 0 | 0 | 0 | 0 | 0 | 0 | 0 | 0 | 0 | 0 | 0 | 0 | 0 | 0 | 0 | 0 | 0 | 0
- | - | - | - | - | 0 | 0 | 0 | 0 | 0 | 0 | 0 | 0 | 0 | 0 | 0 | 0 | 0 | 0 | 0 | 0 | 0 | 0 | 0 | 0 | 0 | 0 | 0 | 0 | 0 | 0 | 0 | 0 | 0 | 0 | 0 | 0 | 0 | 0 | 0 | 0 | 0 | 0 | 0 | 0 | 0 | 0 | 0 | 0 | 0 | 0 | 0 | 0 | 0 | 0 | 0 | 0 | 0 | 0 | 0 | 0 | 0 | 0 | 0 | 0 | 0 | 0 | 0 | 0 | 0
- | - | - | - | - | 0 | 0 | 0 | 0 | 0 | 0 | 0 | 0 | 0 | 0 | 0 | 0 | 0 | 0 | 0 | 0 | 0 | 0 | 0 | 0 | 0 | 0 | 0 | 0 | 0 | 0 | 0 | 0 | 0 | 0 | 0 | 0 | 0 | 0 | 0 | 0 | 0 | 0 | 0 | 0 | 0 | 0 | 0 | 0 | 0 | 0 | 0 | 0 | 0 | 0 | 0 | 0 | 0 | 0 | 0 | 0 | 0 | 0 | 0 | 0 | 0 | 0 | 0 | 0 | 0
- | - | - | - | - | 0 | 0 | 0 | 0 | 0 | 0 | 0 | 0 | 0 | 0 | 0 | 0 | 0 | 0 | 0 | 0 | 0 | 0 | 0 | 0 | 0 | 0 | 0 | 0 | 0 | 0 | 0 | 0 | 0 | 0 | 0 | 0 | 0 | 0 | 0 | 0 | 0 | 0 | 0 | 0 | 0 | 0 | 0 | 0 | 0 | 0 | 0 | 0 | 0 | 0 | 0 | 0 | 0 | 0 | 0 | 0 | 0 | 0 | 0 | 0 | 0 | 0 | 0 | 0 | 0
- | - | - | - | - | 0 | 0 | 0 | 0 | 0 | 0 | 0 | 0 | 0 | 0 | 0 | 0 | 0 | 0 | 0 | 0 | 0 | 0 | 0 | 0 | 0 | 0 | 0 | 0 | 0 | 0 | 0 | 0 | 0 | 0 | 0 | 0 | 0 | 0 | 0 | 0 | 0 | 0 | 0 | 0 | 0 | 0 | 0 | 0 | 0 | 0 | 0 | 0 | 0 | 0 | 0 | 0 | 0 | 0 | 0 | 0 | 0 | 0 | 0 | 0 | 0 | 0 | 0 | 0 | 0
- | - | - | - | - | 0 | 0 | 0 | 0 | 0 | 0 | 0 | 0 | 0 | 0 | 0 | 0 | 0 | 0 | 0 | 0 | 0 | 0 | 0 | 0 | 0 | 0 | 0 | 0 | 0 | 0 | 0 | 0 | 0 | 0 | 0 | 0 | 0 | 0 | 0 | 0 | 0 | 0 | 0 | 0 | 0 | 0 | 0 | 0 | 0 | 0 | 0 | 0 | 0 | 0 | 0 | 0 | 0 | 0 | 0 | 0 | 0 | 0 | 0 | 0 | 0 | 0 | 0 | 0 | 0
- | - | - | - | - | 0 | 0 | 0 | 0 | 0 | 0 | 0 | 0 | 0 | 0 | 0 | 0 | 0 | 0 | 0 | 0 | 0 | 0 | 0 | 0 | 0 | 0 | 0 | 0 | 0 | 0 | 0 | 0 | 0 | 0 | 0 | 0 | 0 | 0 | 0 | 0 | 0 | 0 | 0 | 0 | 0 | 0 | 0 | 0 | 0 | 0 | 0 | 0 | 0 | 0 | 0 | 0 | 0 | 0 | 0 | 0 | 0 | 0 | 0 | 0 | 0 | 0 | 0 | 0 | 0
- | - | - | - | - | 0 | 0 | 0 | 0 | 0 | 0 | 0 | 0 | 0 | 0 | 0 | 0 | 0 | 0 | 0 | 0 | 0 | 0 | 0 | 0 | 0 | 0 | 0 | 0 | 0 | 0 | 0 | 0 | 0 | 0 | 0 | 0 | 0 | 0 | 0 | 0 | 0 | 0 | 0 | 0 | 0 | 0 | 0 | 0 | 0 | 0 | 0 | 0 | 0 | 0 | 0 | 0 | 0 | 0 | 0 | 0 | 0 | 0 | 0 | 0 | 0 | 0 | 0 | 0 | 0
- | - | - | - | - | 0 | 0 | 0 | 0 | 0 | 0 | 0 | 0 | 0 | 0 | 0 | 0 | 0 | 0 | 0 | 0 | 0 | 0 | 0 | 0 | 0 | 0 | 0 | 0 | 0 | 0 | 0 | 0 | 0 | 0 | 0 | 0 | 0 | 0 | 0 | 0 | 0 | 0 | 0 | 0 | 0 | 0 | 0 | 0 | 0 | 0 | 0 | 0 | 0 | 0 | 0 | 0 | 0 | 0 | 0 | 0 | 0 | 0 | 0 | 0 | 0 | 0 | 0 | 0 | 0
- | - | - | - | - | 0 | 0 | 0 | 0 | 0 | 0 | 0 | 0 | 0 | 0 | 0 | 0 | 0 | 0 | 0 | 0 | 0 | 0 | 0 | 0 | 0 | 0 | 0 | 0 | 0 | 0 | 0 | 0 | 0 | 0 | 0 | 0 | 0 | 0 | 0 | 0 | 0 | 0 | 0 | 0 | 0 | 0 | 0 | 0 | 0 | 0 | 0 | 0 | 0 | 0 | 0 | 0 | 0 | 0 | 0 | 0 | 0 | 0 | 0 | 0 | 0 | 0 | 0 | 0 | 0
- | - | - | - | - | 0 | 0 | 0 | 0 | 0 | 0 | 0 | 0 | 0 | 0 | 0 | 0 | 0 | 0 | 0 | 0 | 0 | 0 | 0 | 0 | 0 | 0 | 0 | 0 | 0 | 0 | 0 | 0 | 0 | 0 | 0 | 0 | 0 | 0 | 0 | 0 | 0 | 0 | 0 | 0 | 0 | 0 | 0 | 0 | 0 | 0 | 0 | 0 | 0 | 0 | 0 | 0 | 0 | 0 | 0 | 0 | 0 | 0 | 0 | 0 | 0 | 0 | 0 | 0 | 0
- | - | - | - | - | 0 | 0 | 0 | 0 | 0 | 0 | 0 | 0 | 0 | 0 | 0 | 0 | 0 | 0 | 0 | 0 | 0 | 0 | 0 | 0 | 0 | 0 | 0 | 0 | 0 | 0 | 0 | 0 | 0 | 0 | 0 | 0 | 0 | 0 | 0 | 0 | 0 | 0 | 0 | 0 | 0 | 0 | 0 | 0 | 0 | 0 | 0 | 0 | 0 | 0 | 0 | 0 | 0 | 0 | 0 | 0 | 0 | 0 | 0 | 0 | 0 | 0 | 0 | 0 | 0
- | - | - | - | - | 0 | 0 | 0 | 0 | 0 | 0 | 0 | 0 | 0 | 0 | 0 | 0 | 0 | 0 | 0 | 0 | 0 | 0 | 0 | 0 | 0 | 0 | 0 | 0 | 0 | 0 | 0 | 0 | 0 | 0 | 0 | 0 | 0 | 0 | 0 | 0 | 0 | 0 | 0 | 0 | 0 | 0 | 0 | 0 | 0 | 0 | 0 | 0 | 0 | 0 | 0 | 0 | 0 | 0 | 0 | 0 | 0 | 0 | 0 | 0 | 0 | 0 | 0 | 0 | 0
- | - | - | - | - | 0 | 0 | 0 | 0 | 0 | 0 | 0 | 0 | 0 | 0 | 0 | 0 | 0 | 0 | 0 | 0 | 0 | 0 | 0 | 0 | 0 | 0 | 0 | 0 | 0 | 0 | 0 | 0 | 0 | 0 | 0 | 0 | 0 | 0 | 0 | 0 | 0 | 0 | 0 | 0 | 0 | 0 | 0 | 0 | 0 | 0 | 0 | 0 | 0 | 0 | 0 | 0 | 0 | 0 | 0 | 0 | 0 | 0 | 0 | 0 | 0 | 0 | 0 | 0 | 0
- | - | - | - | - | 0 | 0 | 0 | 0 | 0 | 0 | 0 | 0 | 0 | 0 | 0 | 0 | 0 | 0 | 0 | 0 | 0 | 0 | 0 | 0 | 0 | 0 | 0 | 0 | 0 | 0 | 0 | 0 | 0 | 0 | 0 | 0 | 0 | 0 | 0 | 0 | 0 | 0 | 0 | 0 | 0 | 0 | 0 | 0 | 0 | 0 | 0 | 0 | 0 | 0 | 0 | 0 | 0 | 0 | 0 | 0 | 0 | 0 | 0 | 0 | 0 | 0 | 0 | 0 | 0
- | - | - | - | - | 0 | 0 | 0 | 0 | 0 | 0 | 0 | 0 | 0 | 0 | 0 | 0 | 0 | 0 | 0 | 0 | 0 | 0 | 0 | 0 | 0 | 0 | 0 | 0 | 0 | 0 | 0 | 0 | 0 | 0 | 0 | 0 | 0 | 0 | 0 | 0 | 0 | 0 | 0 | 0 | 0 | 0 | 0 | 0 | 0 | 0 | 0 | 0 | 0 | 0 | 0 | 0 | 0 | 0 | 0 | 0 | 0 | 0 | 0 | 0 | 0 | 0 | 0 | 0 | 0
- | - | - | - | - | 0 | 0 | 0 | 0 | 0 | 0 | 0 | 0 | 0 | 0 | 0 | 0 | 0 | 0 | 0 | 0 | 0 | 0 | 0 | 0 | 0 | 0 | 0 | 0 | 0 | 0 | 0 | 0 | 0 | 0 | 0 | 0 | 0 | 0 | 0 | 0 | 0 | 0 | 0 | 0 | 0 | 0 | 0 | 0 | 0 | 0 | 0 | 0 | 0 | 0 | 0 | 0 | 0 | 0 | 0 | 0 | 0 | 0 | 0 | 0 | 0 | 0 | 0 | 0 | 0
- | - | - | - | - | 0 | 0 | 0 | 0 | 0 | 0 | 0 | 0 | 0 | 0 | 0 | 0 | 0 | 0 | 0 | 0 | 0 | 0 | 0 | 0 | 0 | 0 | 0 | 0 | 0 | 0 | 0 | 0 | 0 | 0 | 0 | 0 | 0 | 0 | 0 | 0 | 0 | 0 | 0 | 0 | 0 | 0 | 0 | 0 | 0 | 0 | 0 | 0 | 0 | 0 | 0 | 0 | 0 | 0 | 0 | 0 | 0 | 0 | 0 | 0 | 0 | 0 | 0 | 0 | 0
- | - | - | - | - | 0 | 0 | 0 | 0 | 0 | 0 | 0 | 0 | 0 | 0 | 0 | 0 | 0 | 0 | 0 | 0 | 0 | 0 | 0 | 0 | 0 | 0 | 0 | 0 | 0 | 0 | 0 | 0 | 0 | 0 | 0 | 0 | 0 | 0 | 0 | 0 | 0 | 0 | 0 | 0 | 0 | 0 | 0 | 0 | 0 | 0 | 0 | 0 | 0 | 0 | 0 | 0 | 0 | 0 | 0 | 0 | 0 | 0 | 0 | 0 | 0 | 0 | 0 | 0 | 0
- | - | - | - | - | 0 | 0 | 0 | 0 | 0 | 0 | 0 | 0 | 0 | 0 | 0 | 0 | 0 | 0 | 0 | 0 | 0 | 0 | 0 | 0 | 0 | 0 | 0 | 0 | 0 | 0 | 0 | 0 | 0 | 0 | 0 | 0 | 0 | 0 | 0 | 0 | 0 | 0 | 0 | 0 | 0 | 0 | 0 | 0 | 0 | 0 | 0 | 0 | 0 | 0 | 0 | 0 | 0 | 0 | 0 | 0 | 0 | 0 | 0 | 0 | 0 | 0 | 0 | 0 | 0
- | - | - | - | - | 0 | 0 | 0 | 0 | 0 | 0 | 0 | 0 | 0 | 0 | 0 | 0 | 0 | 0 | 0 | 0 | 0 | 0 | 0 | 0 | 0 | 0 | 0 | 0 | 0 | 0 | 0 | 0 | 0 | 0 | 0 | 0 | 0 | 0 | 0 | 0 | 0 | 0 | 0 | 0 | 0 | 0 | 0 | 0 | 0 | 0 | 0 | 0 | 0 | 0 | 0 | 0 | 0 | 0 | 0 | 0 | 0 | 0 | 0 | 0 | 0 | 0 | 0 | 0 | 0
- | - | - | - | - | 0 | 0 | 0 | 0 | 0 | 0 | 0 | 0 | 0 | 0 | 0 | 0 | 0 | 0 | 0 | 0 | 0 | 0 | 0 | 0 | 0 | 0 | 0 | 0 | 0 | 0 | 0 | 0 | 0 | 0 | 0 | 0 | 0 | 0 | 0 | 0 | 0 | 0 | 0 | 0 | 0 | 0 | 0 | 0 | 0 | 0 | 0 | 0 | 0 | 0 | 0 | 0 | 0 | 0 | 0 | 0 | 0 | 0 | 0 | 0 | 0 | 0 | 0 | 0 | 0
- | - | - | - | - | 0 | 0 | 0 | 0 | 0 | 0 | 0 | 0 | 0 | 0 | 0 | 0 | 0 | 0 | 0 | 0 | 0 | 0 | 0 | 0 | 0 | 0 | 0 | 0 | 0 | 0 | 0 | 0 | 0 | 0 | 0 | 0 | 0 | 0 | 0 | 0 | 0 | 0 | 0 | 0 | 0 | 0 | 0 | 0 | 0 | 0 | 0 | 0 | 0 | 0 | 0 | 0 | 0 | 0 | 0 | 0 | 0 | 0 | 0 | 0 | 0 | 0 | 0 | 0 | 0
- | - | - | - | - | 0 | 0 | 0 | 0 | 0 | 0 | 0 | 0 | 0 | 0 | 0 | 0 | 0 | 0 | 0 | 0 | 0 | 0 | 0 | 0 | 0 | 0 | 0 | 0 | 0 | 0 | 0 | 0 | 0 | 0 | 0 | 0 | 0 | 0 | 0 | 0 | 0 | 0 | 0 | 0 | 0 | 0 | 0 | 0 | 0 | 0 | 0 | 0 | 0 | 0 | 0 | 0 | 0 | 0 | 0 | 0 | 0 | 0 | 0 | 0 | 0 | 0 | 0 | 0 | 0
- | - | - | - | - | 0 | 0 | 0 | 0 | 0 | 0 | 0 | 0 | 0 | 0 | 0 | 0 | 0 | 0 | 0 | 0 | 0 | 0 | 0 | 0 | 0 | 0 | 0 | 0 | 0 | 0 | 0 | 0 | 0 | 0 | 0 | 0 | 0 | 0 | 0 | 0 | 0 | 0 | 0 | 0 | 0 | 0 | 0 | 0 | 0 | 0 | 0 | 0 | 0 | 0 | 0 | 0 | 0 | 0 | 0 | 0 | 0 | 0 | 0 | 0 | 0 | 0 | 0 | 0 | 0
- | - | - | - | - | 0 | 0 | 0 | 0 | 0 | 0 | 0 | 0 | 0 | 0 | 0 | 0 | 0 | 0 | 0 | 0 | 0 | 0 | 0 | 0 | 0 | 0 | 0 | 0 | 0 | 0 | 0 | 0 | 0 | 0 | 0 | 0 | 0 | 0 | 0 | 0 | 0 | 0 | 0 | 0 | 0 | 0 | 0 | 0 | 0 | 0 | 0 | 0 | 0 | 0 | 0 | 0 | 0 | 0 | 0 | 0 | 0 | 0 | 0 | 0 | 0 | 0 | 0 | 0 | 0
- | - | - | - | - | 0 | 0 | 0 | 0 | 0 | 0 | 0 | 0 | 0 | 0 | 0 | 0 | 0 | 0 | 0 | 0 | 0 | 0 | 0 | 0 | 0 | 0 | 0 | 0 | 0 | 0 | 0 | 0 | 0 | 0 | 0 | 0 | 0 | 0 | 0 | 0 | 0 | 0 | 0 | 0 | 0 | 0 | 0 | 0 | 0 | 0 | 0 | 0 | 0 | 0 | 0 | 0 | 0 | 0 | 0 | 0 | 0 | 0 | 0 | 0 | 0 | 0 | 0 | 0 | 0
- | - | - | - | - | 0 | 0 | 0 | 0 | 0 | 0 | 0 | 0 | 0 | 0 | 0 | 0 | 0 | 0 | 0 | 0 | 0 | 0 | 0 | 0 | 0 | 0 | 0 | 0 | 0 | 0 | 0 | 0 | 0 | 0 | 0 | 0 | 0 | 0 | 0 | 0 | 0 | 0 | 0 | 0 | 0 | 0 | 0 | 0 | 0 | 0 | 0 | 0 | 0 | 0 | 0 | 0 | 0 | 0 | 0 | 0 | 0 | 0 | 0 | 0 | 0 | 0 | 0 | 0 | 0
- | - | - | - | - | 0 | 0 | 0 | 0 | 0 | 0 | 0 | 0 | 0 | 0 | 0 | 0 | 0 | 0 | 0 | 0 | 0 | 0 | 0 | 0 | 0 | 0 | 0 | 0 | 0 | 0 | 0 | 0 | 0 | 0 | 0 | 0 | 0 | 0 | 0 | 0 | 0 | 0 | 0 | 0 | 0 | 0 | 0 | 0 | 0 | 0 | 0 | 0 | 0 | 0 | 0 | 0 | 0 | 0 | 0 | 0 | 0 | 0 | 0 | 0 | 0 | 0 | 0 | 0 | 0
- | - | - | - | - | 0 | 0 | 0 | 0 | 0 | 0 | 0 | 0 | 0 | 0 | 0 | 0 | 0 | 0 | 0 | 0 | 0 | 0 | 0 | 0 | 0 | 0 | 0 | 0 | 0 | 0 | 0 | 0 | 0 | 0 | 0 | 0 | 0 | 0 | 0 | 0 | 0 | 0 | 0 | 0 | 0 | 0 | 0 | 0 | 0 | 0 | 0 | 0 | 0 | 0 | 0 | 0 | 0 | 0 | 0 | 0 | 0 | 0 | 0 | 0 | 0 | 0 | 0 | 0 | 0
- | - | - | - | - | 0 | 0 | 0 | 0 | 0 | 0 | 0 | 0 | 0 | 0 | 0 | 0 | 0 | 0 | 0 | 0 | 0 | 0 | 0 | 0 | 0 | 0 | 0 | 0 | 0 | 0 | 0 | 0 | 0 | 0 | 0 | 0 | 0 | 0 | 0 | 0 | 0 | 0 | 0 | 0 | 0 | 0 | 0 | 0 | 0 | 0 | 0 | 0 | 0 | 0 | 0 | 0 | 0 | 0 | 0 | 0 | 0 | 0 | 0 | 0 | 0 | 0 | 0 | 0 | 0
- | - | - | - | - | 0 | 0 | 0 | 0 | 0 | 0 | 0 | 0 | 0 | 0 | 0 | 0 | 0 | 0 | 0 | 0 | 0 | 0 | 0 | 0 | 0 | 0 | 0 | 0 | 0 | 0 | 0 | 0 | 0 | 0 | 0 | 0 | 0 | 0 | 0 | 0 | 0 | 0 | 0 | 0 | 0 | 0 | 0 | 0 | 0 | 0 | 0 | 0 | 0 | 0 | 0 | 0 | 0 | 0 | 0 | 0 | 0 | 0 | 0 | 0 | 0 | 0 | 0 | 0 | 0
- | - | - | - | - | 0 | 0 | 0 | 0 | 0 | 0 | 0 | 0 | 0 | 0 | 0 | 0 | 0 | 0 | 0 | 0 | 0 | 0 | 0 | 0 | 0 | 0 | 0 | 0 | 0 | 0 | 0 | 0 | 0 | 0 | 0 | 0 | 0 | 0 | 0 | 0 | 0 | 0 | 0 | 0 | 0 | 0 | 0 | 0 | 0 | 0 | 0 | 0 | 0 | 0 | 0 | 0 | 0 | 0 | 0 | 0 | 0 | 0 | 0 | 0 | 0 | 0 | 0 | 0 | 0
- | - | - | - | - | 0 | 0 | 0 | 0 | 0 | 0 | 0 | 0 | 0 | 0 | 0 | 0 | 0 | 0 | 0 | 0 | 0 | 0 | 0 | 0 | 0 | 0 | 0 | 0 | 0 | 0 | 0 | 0 | 0 | 0 | 0 | 0 | 0 | 0 | 0 | 0 | 0 | 0 | 0 | 0 | 0 | 0 | 0 | 0 | 0 | 0 | 0 | 0 | 0 | 0 | 0 | 0 | 0 | 0 | 0 | 0 | 0 | 0 | 0 | 0 | 0 | 0 | 0 | 0 | 0
- | - | - | - | - | 0 | 0 | 0 | 0 | 0 | 0 | 0 | 0 | 0 | 0 | 0 | 0 | 0 | 0 | 0 | 0 | 0 | 0 | 0 | 0 | 0 | 0 | 0 | 0 | 0 | 0 | 0 | 0 | 0 | 0 | 0 | 0 | 0 | 0 | 0 | 0 | 0 | 0 | 0 | 0 | 0 | 0 | 0 | 0 | 0 | 0 | 0 | 0 | 0 | 0 | 0 | 0 | 0 | 0 | 0 | 0 | 0 | 0 | 0 | 0 | 0 | 0 | 0 | 0 | 0
- | - | - | - | - | 0 | 0 | 0 | 0 | 0 | 0 | 0 | 0 | 0 | 0 | 0 | 0 | 0 | 0 | 0 | 0 | 0 | 0 | 0 | 0 | 0 | 0 | 0 | 0 | 0 | 0 | 0 | 0 | 0 | 0 | 0 | 0 | 0 | 0 | 0 | 0 | 0 | 0 | 0 | 0 | 0 | 0 | 0 | 0 | 0 | 0 | 0 | 0 | 0 | 0 | 0 | 0 | 0 | 0 | 0 | 0 | 0 | 0 | 0 | 0 | 0 | 0 | 0 | 0 | 0
- | - | - | - | - | 0 | 0 | 0 | 0 | 0 | 0 | 0 | 0 | 0 | 0 | 0 | 0 | 0 | 0 | 0 | 0 | 0 | 0 | 0 | 0 | 0 | 0 | 0 | 0 | 0 | 0 | 0 | 0 | 0 | 0 | 0 | 0 | 0 | 0 | 0 | 0 | 0 | 0 | 0 | 0 | 0 | 0 | 0 | 0 | 0 | 0 | 0 | 0 | 0 | 0 | 0 | 0 | 0 | 0 | 0 | 0 | 0 | 0 | 0 | 0 | 0 | 0 | 0 | 0 | 0
- | - | - | - | - | 0 | 0 | 0 | 0 | 0 | 0 | 0 | 0 | 0 | 0 | 0 | 0 | 0 | 0 | 0 | 0 | 0 | 0 | 0 | 0 | 0 | 0 | 0 | 0 | 0 | 0 | 0 | 0 | 0 | 0 | 0 | 0 | 0 | 0 | 0 | 0 | 0 | 0 | 0 | 0 | 0 | 0 | 0 | 0 | 0 | 0 | 0 | 0 | 0 | 0 | 0 | 0 | 0 | 0 | 0 | 0 | 0 | 0 | 0 | 0 | 0 | 0 | 0 | 0 | 0
- | - | - | - | - | 0 | 0 | 0 | 0 | 0 | 0 | 0 | 0 | 0 | 0 | 0 | 0 | 0 | 0 | 0 | 0 | 0 | 0 | 0 | 0 | 0 | 0 | 0 | 0 | 0 | 0 | 0 | 0 | 0 | 0 | 0 | 0 | 0 | 0 | 0 | 0 | 0 | 0 | 0 | 0 | 0 | 0 | 0 | 0 | 0 | 0 | 0 | 0 | 0 | 0 | 0 | 0 | 0 | 0 | 0 | 0 | 0 | 0 | 0 | 0 | 0 | 0 | 0 | 0 | 0
- | - | - | - | - | 0 | 0 | 0 | 0 | 0 | 0 | 0 | 0 | 0 | 0 | 0 | 0 | 0 | 0 | 0 | 0 | 0 | 0 | 0 | 0 | 0 | 0 | 0 | 0 | 0 | 0 | 0 | 0 | 0 | 0 | 0 | 0 | 0 | 0 | 0 | 0 | 0 | 0 | 0 | 0 | 0 | 0 | 0 | 0 | 0 | 0 | 0 | 0 | 0 | 0 | 0 | 0 | 0 | 0 | 0 | 0 | 0 | 0 | 0 | 0 | 0 | 0 | 0 | 0 | 0
- | - | - | - | - | 0 | 0 | 0 | 0 | 0 | 0 | 0 | 0 | 0 | 0 | 0 | 0 | 0 | 0 | 0 | 0 | 0 | 0 | 0 | 0 | 0 | 0 | 0 | 0 | 0 | 0 | 0 | 0 | 0 | 0 | 0 | 0 | 0 | 0 | 0 | 0 | 0 | 0 | 0 | 0 | 0 | 0 | 0 | 0 | 0 | 0 | 0 | 0 | 0 | 0 | 0 | 0 | 0 | 0 | 0 | 0 | 0 | 0 | 0 | 0 | 0 | 0 | 0 | 0 | 0
- | - | - | - | - | 0 | 0 | 0 | 0 | 0 | 0 | 0 | 0 | 0 | 0 | 0 | 0 | 0 | 0 | 0 | 0 | 0 | 0 | 0 | 0 | 0 | 0 | 0 | 0 | 0 | 0 | 0 | 0 | 0 | 0 | 0 | 0 | 0 | 0 | 0 | 0 | 0 | 0 | 0 | 0 | 0 | 0 | 0 | 0 | 0 | 0 | 0 | 0 | 0 | 0 | 0 | 0 | 0 | 0 | 0 | 0 | 0 | 0 | 0 | 0 | 0 | 0 | 0 | 0 | 0
- | - | - | - | - | 0 | 0 | 0 | 0 | 0 | 0 | 0 | 0 | 0 | 0 | 0 | 0 | 0 | 0 | 0 | 0 | 0 | 0 | 0 | 0 | 0 | 0 | 0 | 0 | 0 | 0 | 0 | 0 | 0 | 0 | 0 | 0 | 0 | 0 | 0 | 0 | 0 | 0 | 0 | 0 | 0 | 0 | 0 | 0 | 0 | 0 | 0 | 0 | 0 | 0 | 0 | 0 | 0 | 0 | 0 | 0 | 0 | 0 | 0 | 0 | 0 | 0 | 0 | 0 | 0
- | - | - | - | - | 0 | 0 | 0 | 0 | 0 | 0 | 0 | 0 | 0 | 0 | 0 | 0 | 0 | 0 | 0 | 0 | 0 | 0 | 0 | 0 | 0 | 0 | 0 | 0 | 0 | 0 | 0 | 0 | 0 | 0 | 0 | 0 | 0 | 0 | 0 | 0 | 0 | 0 | 0 | 0 | 0 | 0 | 0 | 0 | 0 | 0 | 0 | 0 | 0 | 0 | 0 | 0 | 0 | 0 | 0 | 0 | 0 | 0 | 0 | 0 | 0 | 0 | 0 | 0 | 0
- | - | - | - | - | 0 | 0 | 0 | 0 | 0 | 0 | 0 | 0 | 0 | 0 | 0 | 0 | 0 | 0 | 0 | 0 | 0 | 0 | 0 | 0 | 0 | 0 | 0 | 0 | 0 | 0 | 0 | 0 | 0 | 0 | 0 | 0 | 0 | 0 | 0 | 0 | 0 | 0 | 0 | 0 | 0 | 0 | 0 | 0 | 0 | 0 | 0 | 0 | 0 | 0 | 0 | 0 | 0 | 0 | 0 | 0 | 0 | 0 | 0 | 0 | 0 | 0 | 0 | 0 | 0
- | - | - | - | - | 0 | 0 | 0 | 0 | 0 | 0 | 0 | 0 | 0 | 0 | 0 | 0 | 0 | 0 | 0 | 0 | 0 | 0 | 0 | 0 | 0 | 0 | 0 | 0 | 0 | 0 | 0 | 0 | 0 | 0 | 0 | 0 | 0 | 0 | 0 | 0 | 0 | 0 | 0 | 0 | 0 | 0 | 0 | 0 | 0 | 0 | 0 | 0 | 0 | 0 | 0 | 0 | 0 | 0 | 0 | 0 | 0 | 0 | 0 | 0 | 0 | 0 | 0 | 0 | 0
- | - | - | - | - | 0 | 0 | 0 | 0 | 0 | 0 | 0 | 0 | 0 | 0 | 0 | 0 | 0 | 0 | 0 | 0 | 0 | 0 | 0 | 0 | 0 | 0 | 0 | 0 | 0 | 0 | 0 | 0 | 0 | 0 | 0 | 0 | 0 | 0 | 0 | 0 | 0 | 0 | 0 | 0 | 0 | 0 | 0 | 0 | 0 | 0 | 0 | 0 | 0 | 0 | 0 | 0 | 0 | 0 | 0 | 0 | 0 | 0 | 0 | 0 | 0 | 0 | 0 | 0 | 0
- | - | - | - | - | 0 | 0 | 0 | 0 | 0 | 0 | 0 | 0 | 0 | 0 | 0 | 0 | 0 | 0 | 0 | 0 | 0 | 0 | 0 | 0 | 0 | 0 | 0 | 0 | 0 | 0 | 0 | 0 | 0 | 0 | 0 | 0 | 0 | 0 | 0 | 0 | 0 | 0 | 0 | 0 | 0 | 0 | 0 | 0 | 0 | 0 | 0 | 0 | 0 | 0 | 0 | 0 | 0 | 0 | 0 | 0 | 0 | 0 | 0 | 0 | 0 | 0 | 0 | 0 | 0
- | - | - | - | - | 0 | 0 | 0 | 0 | 0 | 0 | 0 | 0 | 0 | 0 | 0 | 0 | 0 | 0 | 0 | 0 | 0 | 0 | 0 | 0 | 0 | 0 | 0 | 0 | 0 | 0 | 0 | 0 | 0 | 0 | 0 | 0 | 0 | 0 | 0 | 0 | 0 | 0 | 0 | 0 | 0 | 0 | 0 | 0 | 0 | 0 | 0 | 0 | 0 | 0 | 0 | 0 | 0 | 0 | 0 | 0 | 0 | 0 | 0 | 0 | 0 | 0 | 0 | 0 | 0
- | - | - | - | - | 0 | 0 | 0 | 0 | 0 | 0 | 0 | 0 | 0 | 0 | 0 | 0 | 0 | 0 | 0 | 0 | 0 | 0 | 0 | 0 | 0 | 0 | 0 | 0 | 0 | 0 | 0 | 0 | 0 | 0 | 0 | 0 | 0 | 0 | 0 | 0 | 0 | 0 | 0 | 0 | 0 | 0 | 0 | 0 | 0 | 0 | 0 | 0 | 0 | 0 | 0 | 0 | 0 | 0 | 0 | 0 | 0 | 0 | 0 | 0 | 0 | 0 | 0 | 0 | 0
- | - | - | - | - | 0 | 0 | 0 | 0 | 0 | 0 | 0 | 0 | 0 | 0 | 0 | 0 | 0 | 0 | 0 | 0 | 0 | 0 | 0 | 0 | 0 | 0 | 0 | 0 | 0 | 0 | 0 | 0 | 0 | 0 | 0 | 0 | 0 | 0 | 0 | 0 | 0 | 0 | 0 | 0 | 0 | 0 | 0 | 0 | 0 | 0 | 0 | 0 | 0 | 0 | 0 | 0 | 0 | 0 | 0 | 0 | 0 | 0 | 0 | 0 | 0 | 0 | 0 | 0 | 0
- | - | - | - | - | 0 | 0 | 0 | 0 | 0 | 0 | 0 | 0 | 0 | 0 | 0 | 0 | 0 | 0 | 0 | 0 | 0 | 0 | 0 | 0 | 0 | 0 | 0 | 0 | 0 | 0 | 0 | 0 | 0 | 0 | 0 | 0 | 0 | 0 | 0 | 0 | 0 | 0 | 0 | 0 | 0 | 0 | 0 | 0 | 0 | 0 | 0 | 0 | 0 | 0 | 0 | 0 | 0 | 0 | 0 | 0 | 0 | 0 | 0 | 0 | 0 | 0 | 0 | 0 | 0
- | - | - | - | - | 0 | 0 | 0 | 0 | 0 | 0 | 0 | 0 | 0 | 0 | 0 | 0 | 0 | 0 | 0 | 0 | 0 | 0 | 0 | 0 | 0 | 0 | 0 | 0 | 0 | 0 | 0 | 0 | 0 | 0 | 0 | 0 | 0 | 0 | 0 | 0 | 0 | 0 | 0 | 0 | 0 | 0 | 0 | 0 | 0 | 0 | 0 | 0 | 0 | 0 | 0 | 0 | 0 | 0 | 0 | 0 | 0 | 0 | 0 | 0 | 0 | 0 | 0 | 0 | 0
- | - | - | - | - | 0 | 0 | 0 | 0 | 0 | 0 | 0 | 0 | 0 | 0 | 0 | 0 | 0 | 0 | 0 | 0 | 0 | 0 | 0 | 0 | 0 | 0 | 0 | 0 | 0 | 0 | 0 | 0 | 0 | 0 | 0 | 0 | 0 | 0 | 0 | 0 | 0 | 0 | 0 | 0 | 0 | 0 | 0 | 0 | 0 | 0 | 0 | 0 | 0 | 0 | 0 | 0 | 0 | 0 | 0 | 0 | 0 | 0 | 0 | 0 | 0 | 0 | 0 | 0 | 0
- | - | - | - | - | 0 | 0 | 0 | 0 | 0 | 0 | 0 | 0 | 0 | 0 | 0 | 0 | 0 | 0 | 0 | 0 | 0 | 0 | 0 | 0 | 0 | 0 | 0 | 0 | 0 | 0 | 0 | 0 | 0 | 0 | 0 | 0 | 0 | 0 | 0 | 0 | 0 | 0 | 0 | 0 | 0 | 0 | 0 | 0 | 0 | 0 | 0 | 0 | 0 | 0 | 0 | 0 | 0 | 0 | 0 | 0 | 0 | 0 | 0 | 0 | 0 | 0 | 0 | 0 | 0
- | - | - | - | - | 0 | 0 | 0 | 0 | 0 | 0 | 0 | 0 | 0 | 0 | 0 | 0 | 0 | 0 | 0 | 0 | 0 | 0 | 0 | 0 | 0 | 0 | 0 | 0 | 0 | 0 | 0 | 0 | 0 | 0 | 0 | 0 | 0 | 0 | 0 | 0 | 0 | 0 | 0 | 0 | 0 | 0 | 0 | 0 | 0 | 0 | 0 | 0 | 0 | 0 | 0 | 0 | 0 | 0 | 0 | 0 | 0 | 0 | 0 | 0 | 0 | 0 | 0 | 0 | 0
- | - | - | - | - | 0 | 0 | 0 | 0 | 0 | 0 | 0 | 0 | 0 | 0 | 0 | 0 | 0 | 0 | 0 | 0 | 0 | 0 | 0 | 0 | 0 | 0 | 0 | 0 | 0 | 0 | 0 | 0 | 0 | 0 | 0 | 0 | 0 | 0 | 0 | 0 | 0 | 0 | 0 | 0 | 0 | 0 | 0 | 0 | 0 | 0 | 0 | 0 | 0 | 0 | 0 | 0 | 0 | 0 | 0 | 0 | 0 | 0 | 0 | 0 | 0 | 0 | 0 | 0 | 0
- | - | - | - | - | 0 | 0 | 0 | 0 | 0 | 0 | 0 | 0 | 0 | 0 | 0 | 0 | 0 | 0 | 0 | 0 | 0 | 0 | 0 | 0 | 0 | 0 | 0 | 0 | 0 | 0 | 0 | 0 | 0 | 0 | 0 | 0 | 0 | 0 | 0 | 0 | 0 | 0 | 0 | 0 | 0 | 0 | 0 | 0 | 0 | 0 | 0 | 0 | 0 | 0 | 0 | 0 | 0 | 0 | 0 | 0 | 0 | 0 | 0 | 0 | 0 | 0 | 0 | 0 | 0
- | - | - | - | - | 0 | 0 | 0 | 0 | 0 | 0 | 0 | 0 | 0 | 0 | 0 | 0 | 0 | 0 | 0 | 0 | 0 | 0 | 0 | 0 | 0 | 0 | 0 | 0 | 0 | 0 | 0 | 0 | 0 | 0 | 0 | 0 | 0 | 0 | 0 | 0 | 0 | 0 | 0 | 0 | 0 | 0 | 0 | 0 | 0 | 0 | 0 | 0 | 0 | 0 | 0 | 0 | 0 | 0 | 0 | 0 | 0 | 0 | 0 | 0 | 0 | 0 | 0 | 0 | 0
- | - | - | - | - | 0 | 0 | 0 | 0 | 0 | 0 | 0 | 0 | 0 | 0 | 0 | 0 | 0 | 0 | 0 | 0 | 0 | 0 | 0 | 0 | 0 | 0 | 0 | 0 | 0 | 0 | 0 | 0 | 0 | 0 | 0 | 0 | 0 | 0 | 0 | 0 | 0 | 0 | 0 | 0 | 0 | 0 | 0 | 0 | 0 | 0 | 0 | 0 | 0 | 0 | 0 | 0 | 0 | 0 | 0 | 0 | 0 | 0 | 0 | 0 | 0 | 0 | 0 | 0 | 0
- | - | - | - | - | 0 | 0 | 0 | 0 | 0 | 0 | 0 | 0 | 0 | 0 | 0 | 0 | 0 | 0 | 0 | 0 | 0 | 0 | 0 | 0 | 0 | 0 | 0 | 0 | 0 | 0 | 0 | 0 | 0 | 0 | 0 | 0 | 0 | 0 | 0 | 0 | 0 | 0 | 0 | 0 | 0 | 0 | 0 | 0 | 0 | 0 | 0 | 0 | 0 | 0 | 0 | 0 | 0 | 0 | 0 | 0 | 0 | 0 | 0 | 0 | 0 | 0 | 0 | 0 | 0
- | - | - | - | - | 0 | 0 | 0 | 0 | 0 | 0 | 0 | 0 | 0 | 0 | 0 | 0 | 0 | 0 | 0 | 0 | 0 | 0 | 0 | 0 | 0 | 0 | 0 | 0 | 0 | 0 | 0 | 0 | 0 | 0 | 0 | 0 | 0 | 0 | 0 | 0 | 0 | 0 | 0 | 0 | 0 | 0 | 0 | 0 | 0 | 0 | 0 | 0 | 0 | 0 | 0 | 0 | 0 | 0 | 0 | 0 | 0 | 0 | 0 | 0 | 0 | 0 | 0 | 0 | 0
- | - | - | - | - | 0 | 0 | 0 | 0 | 0 | 0 | 0 | 0 | 0 | 0 | 0 | 0 | 0 | 0 | 0 | 0 | 0 | 0 | 0 | 0 | 0 | 0 | 0 | 0 | 0 | 0 | 0 | 0 | 0 | 0 | 0 | 0 | 0 | 0 | 0 | 0 | 0 | 0 | 0 | 0 | 0 | 0 | 0 | 0 | 0 | 0 | 0 | 0 | 0 | 0 | 0 | 0 | 0 | 0 | 0 | 0 | 0 | 0 | 0 | 0 | 0 | 0 | 0 | 0 | 0
- | - | - | - | - | 0 | 0 | 0 | 0 | 0 | 0 | 0 | 0 | 0 | 0 | 0 | 0 | 0 | 0 | 0 | 0 | 0 | 0 | 0 | 0 | 0 | 0 | 0 | 0 | 0 | 0 | 0 | 0 | 0 | 0 | 0 | 0 | 0 | 0 | 0 | 0 | 0 | 0 | 0 | 0 | 0 | 0 | 0 | 0 | 0 | 0 | 0 | 0 | 0 | 0 | 0 | 0 | 0 | 0 | 0 | 0 | 0 | 0 | 0 | 0 | 0 | 0 | 0 | 0 | 0
- | - | - | - | - | 0 | 0 | 0 | 0 | 0 | 0 | 0 | 0 | 0 | 0 | 0 | 0 | 0 | 0 | 0 | 0 | 0 | 0 | 0 | 0 | 0 | 0 | 0 | 0 | 0 | 0 | 0 | 0 | 0 | 0 | 0 | 0 | 0 | 0 | 0 | 0 | 0 | 0 | 0 | 0 | 0 | 0 | 0 | 0 | 0 | 0 | 0 | 0 | 0 | 0 | 0 | 0 | 0 | 0 | 0 | 0 | 0 | 0 | 0 | 0 | 0 | 0 | 0 | 0 | 0
- | - | - | - | - | 0 | 0 | 0 | 0 | 0 | 0 | 0 | 0 | 0 | 0 | 0 | 0 | 0 | 0 | 0 | 0 | 0 | 0 | 0 | 0 | 0 | 0 | 0 | 0 | 0 | 0 | 0 | 0 | 0 | 0 | 0 | 0 | 0 | 0 | 0 | 0 | 0 | 0 | 0 | 0 | 0 | 0 | 0 | 0 | 0 | 0 | 0 | 0 | 0 | 0 | 0 | 0 | 0 | 0 | 0 | 0 | 0 | 0 | 0 | 0 | 0 | 0 | 0 | 0 | 0
- | - | - | - | - | 0 | 0 | 0 | 0 | 0 | 0 | 0 | 0 | 0 | 0 | 0 | 0 | 0 | 0 | 0 | 0 | 0 | 0 | 0 | 0 | 0 | 0 | 0 | 0 | 0 | 0 | 0 | 0 | 0 | 0 | 0 | 0 | 0 | 0 | 0 | 0 | 0 | 0 | 0 | 0 | 0 | 0 | 0 | 0 | 0 | 0 | 0 | 0 | 0 | 0 | 0 | 0 | 0 | 0 | 0 | 0 | 0 | 0 | 0 | 0 | 0 | 0 | 0 | 0 | 0
- | - | - | - | - | 0 | 0 | 0 | 0 | 0 | 0 | 0 | 0 | 0 | 0 | 0 | 0 | 0 | 0 | 0 | 0 | 0 | 0 | 0 | 0 | 0 | 0 | 0 | 0 | 0 | 0 | 0 | 0 | 0 | 0 | 0 | 0 | 0 | 0 | 0 | 0 | 0 | 0 | 0 | 0 | 0 | 0 | 0 | 0 | 0 | 0 | 0 | 0 | 0 | 0 | 0 | 0 | 0 | 0 | 0 | 0 | 0 | 0 | 0 | 0 | 0 | 0 | 0 | 0 | 0
- | - | - | - | - | 0 | 0 | 0 | 0 | 0 | 0 | 0 | 0 | 0 | 0 | 0 | 0 | 0 | 0 | 0 | 0 | 0 | 0 | 0 | 0 | 0 | 0 | 0 | 0 | 0 | 0 | 0 | 0 | 0 | 0 | 0 | 0 | 0 | 0 | 0 | 0 | 0 | 0 | 0 | 0 | 0 | 0 | 0 | 0 | 0 | 0 | 0 | 0 | 0 | 0 | 0 | 0 | 0 | 0 | 0 | 0 | 0 | 0 | 0 | 0 | 0 | 0 | 0 | 0 | 0
- | - | - | - | - | 0 | 0 | 0 | 0 | 0 | 0 | 0 | 0 | 0 | 0 | 0 | 0 | 0 | 0 | 0 | 0 | 0 | 0 | 0 | 0 | 0 | 0 | 0 | 0 | 0 | 0 | 0 | 0 | 0 | 0 | 0 | 0 | 0 | 0 | 0 | 0 | 0 | 0 | 0 | 0 | 0 | 0 | 0 | 0 | 0 | 0 | 0 | 0 | 0 | 0 | 0 | 0 | 0 | 0 | 0 | 0 | 0 | 0 | 0 | 0 | 0 | 0 | 0 | 0 | 0
- | - | - | - | - | 0 | 0 | 0 | 0 | 0 | 0 | 0 | 0 | 0 | 0 | 0 | 0 | 0 | 0 | 0 | 0 | 0 | 0 | 0 | 0 | 0 | 0 | 0 | 0 | 0 | 0 | 0 | 0 | 0 | 0 | 0 | 0 | 0 | 0 | 0 | 0 | 0 | 0 | 0 | 0 | 0 | 0 | 0 | 0 | 0 | 0 | 0 | 0 | 0 | 0 | 0 | 0 | 0 | 0 | 0 | 0 | 0 | 0 | 0 | 0 | 0 | 0 | 0 | 0 | 0
- | - | - | - | - | 0 | 0 | 0 | 0 | 0 | 0 | 0 | 0 | 0 | 0 | 0 | 0 | 0 | 0 | 0 | 0 | 0 | 0 | 0 | 0 | 0 | 0 | 0 | 0 | 0 | 0 | 0 | 0 | 0 | 0 | 0 | 0 | 0 | 0 | 0 | 0 | 0 | 0 | 0 | 0 | 0 | 0 | 0 | 0 | 0 | 0 | 0 | 0 | 0 | 0 | 0 | 0 | 0 | 0 | 0 | 0 | 0 | 0 | 0 | 0 | 0 | 0 | 0 | 0 | 0
- | - | - | - | - | 0 | 0 | 0 | 0 | 0 | 0 | 0 | 0 | 0 | 0 | 0 | 0 | 0 | 0 | 0 | 0 | 0 | 0 | 0 | 0 | 0 | 0 | 0 | 0 | 0 | 0 | 0 | 0 | 0 | 0 | 0 | 0 | 0 | 0 | 0 | 0 | 0 | 0 | 0 | 0 | 0 | 0 | 0 | 0 | 0 | 0 | 0 | 0 | 0 | 0 | 0 | 0 | 0 | 0 | 0 | 0 | 0 | 0 | 0 | 0 | 0 | 0 | 0 | 0 | 0
- | - | - | - | - | 0 | 0 | 0 | 0 | 0 | 0 | 0 | 0 | 0 | 0 | 0 | 0 | 0 | 0 | 0 | 0 | 0 | 0 | 0 | 0 | 0 | 0 | 0 | 0 | 0 | 0 | 0 | 0 | 0 | 0 | 0 | 0 | 0 | 0 | 0 | 0 | 0 | 0 | 0 | 0 | 0 | 0 | 0 | 0 | 0 | 0 | 0 | 0 | 0 | 0 | 0 | 0 | 0 | 0 | 0 | 0 | 0 | 0 | 0 | 0 | 0 | 0 | 0 | 0 | 0
- | - | - | - | - | 0 | 0 | 0 | 0 | 0 | 0 | 0 | 0 | 0 | 0 | 0 | 0 | 0 | 0 | 0 | 0 | 0 | 0 | 0 | 0 | 0 | 0 | 0 | 0 | 0 | 0 | 0 | 0 | 0 | 0 | 0 | 0 | 0 | 0 | 0 | 0 | 0 | 0 | 0 | 0 | 0 | 0 | 0 | 0 | 0 | 0 | 0 | 0 | 0 | 0 | 0 | 0 | 0 | 0 | 0 | 0 | 0 | 0 | 0 | 0 | 0 | 0 | 0 | 0 | 0
- | - | - | - | - | 0 | 0 | 0 | 0 | 0 | 0 | 0 | 0 | 0 | 0 | 0 | 0 | 0 | 0 | 0 | 0 | 0 | 0 | 0 | 0 | 0 | 0 | 0 | 0 | 0 | 0 | 0 | 0 | 0 | 0 | 0 | 0 | 0 | 0 | 0 | 0 | 0 | 0 | 0 | 0 | 0 | 0 | 0 | 0 | 0 | 0 | 0 | 0 | 0 | 0 | 0 | 0 | 0 | 0 | 0 | 0 | 0 | 0 | 0 | 0 | 0 | 0 | 0 | 0 | 0
- | - | - | - | - | 0 | 0 | 0 | 0 | 0 | 0 | 0 | 0 | 0 | 0 | 0 | 0 | 0 | 0 | 0 | 0 | 0 | 0 | 0 | 0 | 0 | 0 | 0 | 0 | 0 | 0 | 0 | 0 | 0 | 0 | 0 | 0 | 0 | 0 | 0 | 0 | 0 | 0 | 0 | 0 | 0 | 0 | 0 | 0 | 0 | 0 | 0 | 0 | 0 | 0 | 0 | 0 | 0 | 0 | 0 | 0 | 0 | 0 | 0 | 0 | 0 | 0 | 0 | 0 | 0
- | - | - | - | - | 0 | 0 | 0 | 0 | 0 | 0 | 0 | 0 | 0 | 0 | 0 | 0 | 0 | 0 | 0 | 0 | 0 | 0 | 0 | 0 | 0 | 0 | 0 | 0 | 0 | 0 | 0 | 0 | 0 | 0 | 0 | 0 | 0 | 0 | 0 | 0 | 0 | 0 | 0 | 0 | 0 | 0 | 0 | 0 | 0 | 0 | 0 | 0 | 0 | 0 | 0 | 0 | 0 | 0 | 0 | 0 | 0 | 0 | 0 | 0 | 0 | 0 | 0 | 0 | 0
- | - | - | - | - | 0 | 0 | 0 | 0 | 0 | 0 | 0 | 0 | 0 | 0 | 0 | 0 | 0 | 0 | 0 | 0 | 0 | 0 | 0 | 0 | 0 | 0 | 0 | 0 | 0 | 0 | 0 | 0 | 0 | 0 | 0 | 0 | 0 | 0 | 0 | 0 | 0 | 0 | 0 | 0 | 0 | 0 | 0 | 0 | 0 | 0 | 0 | 0 | 0 | 0 | 0 | 0 | 0 | 0 | 0 | 0 | 0 | 0 | 0 | 0 | 0 | 0 | 0 | 0 | 0
- | - | - | - | - | 0 | 0 | 0 | 0 | 0 | 0 | 0 | 0 | 0 | 0 | 0 | 0 | 0 | 0 | 0 | 0 | 0 | 0 | 0 | 0 | 0 | 0 | 0 | 0 | 0 | 0 | 0 | 0 | 0 | 0 | 0 | 0 | 0 | 0 | 0 | 0 | 0 | 0 | 0 | 0 | 0 | 0 | 0 | 0 | 0 | 0 | 0 | 0 | 0 | 0 | 0 | 0 | 0 | 0 | 0 | 0 | 0 | 0 | 0 | 0 | 0 | 0 | 0 | 0 | 0
- | - | - | - | - | 0 | 0 | 0 | 0 | 0 | 0 | 0 | 0 | 0 | 0 | 0 | 0 | 0 | 0 | 0 | 0 | 0 | 0 | 0 | 0 | 0 | 0 | 0 | 0 | 0 | 0 | 0 | 0 | 0 | 0 | 0 | 0 | 0 | 0 | 0 | 0 | 0 | 0 | 0 | 0 | 0 | 0 | 0 | 0 | 0 | 0 | 0 | 0 | 0 | 0 | 0 | 0 | 0 | 0 | 0 | 0 | 0 | 0 | 0 | 0 | 0 | 0 | 0 | 0 | 0
- | - | - | - | - | 0 | 0 | 0 | 0 | 0 | 0 | 0 | 0 | 0 | 0 | 0 | 0 | 0 | 0 | 0 | 0 | 0 | 0 | 0 | 0 | 0 | 0 | 0 | 0 | 0 | 0 | 0 | 0 | 0 | 0 | 0 | 0 | 0 | 0 | 0 | 0 | 0 | 0 | 0 | 0 | 0 | 0 | 0 | 0 | 0 | 0 | 0 | 0 | 0 | 0 | 0 | 0 | 0 | 0 | 0 | 0 | 0 | 0 | 0 | 0 | 0 | 0 | 0 | 0 | 0
- | - | - | - | - | 0 | 0 | 0 | 0 | 0 | 0 | 0 | 0 | 0 | 0 | 0 | 0 | 0 | 0 | 0 | 0 | 0 | 0 | 0 | 0 | 0 | 0 | 0 | 0 | 0 | 0 | 0 | 0 | 0 | 0 | 0 | 0 | 0 | 0 | 0 | 0 | 0 | 0 | 0 | 0 | 0 | 0 | 0 | 0 | 0 | 0 | 0 | 0 | 0 | 0 | 0 | 0 | 0 | 0 | 0 | 0 | 0 | 0 | 0 | 0 | 0 | 0 | 0 | 0 | 0
- | - | - | - | - | 0 | 0 | 0 | 0 | 0 | 0 | 0 | 0 | 0 | 0 | 0 | 0 | 0 | 0 | 0 | 0 | 0 | 0 | 0 | 0 | 0 | 0 | 0 | 0 | 0 | 0 | 0 | 0 | 0 | 0 | 0 | 0 | 0 | 0 | 0 | 0 | 0 | 0 | 0 | 0 | 0 | 0 | 0 | 0 | 0 | 0 | 0 | 0 | 0 | 0 | 0 | 0 | 0 | 0 | 0 | 0 | 0 | 0 | 0 | 0 | 0 | 0 | 0 | 0 | 0
- | - | - | - | - | 0 | 0 | 0 | 0 | 0 | 0 | 0 | 0 | 0 | 0 | 0 | 0 | 0 | 0 | 0 | 0 | 0 | 0 | 0 | 0 | 0 | 0 | 0 | 0 | 0 | 0 | 0 | 0 | 0 | 0 | 0 | 0 | 0 | 0 | 0 | 0 | 0 | 0 | 0 | 0 | 0 | 0 | 0 | 0 | 0 | 0 | 0 | 0 | 0 | 0 | 0 | 0 | 0 | 0 | 0 | 0 | 0 | 0 | 0 | 0 | 0 | 0 | 0 | 0 | 0
- | - | - | - | - | 0 | 0 | 0 | 0 | 0 | 0 | 0 | 0 | 0 | 0 | 0 | 0 | 0 | 0 | 0 | 0 | 0 | 0 | 0 | 0 | 0 | 0 | 0 | 0 | 0 | 0 | 0 | 0 | 0 | 0 | 0 | 0 | 0 | 0 | 0 | 0 | 0 | 0 | 0 | 0 | 0 | 0 | 0 | 0 | 0 | 0 | 0 | 0 | 0 | 0 | 0 | 0 | 0 | 0 | 0 | 0 | 0 | 0 | 0 | 0 | 0 | 0 | 0 | 0 | 0
- | - | - | - | - | 0 | 0 | 0 | 0 | 0 | 0 | 0 | 0 | 0 | 0 | 0 | 0 | 0 | 0 | 0 | 0 | 0 | 0 | 0 | 0 | 0 | 0 | 0 | 0 | 0 | 0 | 0 | 0 | 0 | 0 | 0 | 0 | 0 | 0 | 0 | 0 | 0 | 0 | 0 | 0 | 0 | 0 | 0 | 0 | 0 | 0 | 0 | 0 | 0 | 0 | 0 | 0 | 0 | 0 | 0 | 0 | 0 | 0 | 0 | 0 | 0 | 0 | 0 | 0 | 0
- | - | - | - | - | 0 | 0 | 0 | 0 | 0 | 0 | 0 | 0 | 0 | 0 | 0 | 0 | 0 | 0 | 0 | 0 | 0 | 0 | 0 | 0 | 0 | 0 | 0 | 0 | 0 | 0 | 0 | 0 | 0 | 0 | 0 | 0 | 0 | 0 | 0 | 0 | 0 | 0 | 0 | 0 | 0 | 0 | 0 | 0 | 0 | 0 | 0 | 0 | 0 | 0 | 0 | 0 | 0 | 0 | 0 | 0 | 0 | 0 | 0 | 0 | 0 | 0 | 0 | 0 | 0
- | - | - | - | - | 0 | 0 | 0 | 0 | 0 | 0 | 0 | 0 | 0 | 0 | 0 | 0 | 0 | 0 | 0 | 0 | 0 | 0 | 0 | 0 | 0 | 0 | 0 | 0 | 0 | 0 | 0 | 0 | 0 | 0 | 0 | 0 | 0 | 0 | 0 | 0 | 0 | 0 | 0 | 0 | 0 | 0 | 0 | 0 | 0 | 0 | 0 | 0 | 0 | 0 | 0 | 0 | 0 | 0 | 0 | 0 | 0 | 0 | 0 | 0 | 0 | 0 | 0 | 0 | 0
- | - | - | - | - | 0 | 0 | 0 | 0 | 0 | 0 | 0 | 0 | 0 | 0 | 0 | 0 | 0 | 0 | 0 | 0 | 0 | 0 | 0 | 0 | 0 | 0 | 0 | 0 | 0 | 0 | 0 | 0 | 0 | 0 | 0 | 0 | 0 | 0 | 0 | 0 | 0 | 0 | 0 | 0 | 0 | 0 | 0 | 0 | 0 | 0 | 0 | 0 | 0 | 0 | 0 | 0 | 0 | 0 | 0 | 0 | 0 | 0 | 0 | 0 | 0 | 0 | 0 | 0 | 0
- | - | - | - | - | 0 | 0 | 0 | 0 | 0 | 0 | 0 | 0 | 0 | 0 | 0 | 0 | 0 | 0 | 0 | 0 | 0 | 0 | 0 | 0 | 0 | 0 | 0 | 0 | 0 | 0 | 0 | 0 | 0 | 0 | 0 | 0 | 0 | 0 | 0 | 0 | 0 | 0 | 0 | 0 | 0 | 0 | 0 | 0 | 0 | 0 | 0 | 0 | 0 | 0 | 0 | 0 | 0 | 0 | 0 | 0 | 0 | 0 | 0 | 0 | 0 | 0 | 0 | 0 | 0
- | - | - | - | - | 0 | 0 | 0 | 0 | 0 | 0 | 0 | 0 | 0 | 0 | 0 | 0 | 0 | 0 | 0 | 0 | 0 | 0 | 0 | 0 | 0 | 0 | 0 | 0 | 0 | 0 | 0 | 0 | 0 | 0 | 0 | 0 | 0 | 0 | 0 | 0 | 0 | 0 | 0 | 0 | 0 | 0 | 0 | 0 | 0 | 0 | 0 | 0 | 0 | 0 | 0 | 0 | 0 | 0 | 0 | 0 | 0 | 0 | 0 | 0 | 0 | 0 | 0 | 0 | 0
- | - | - | - | - | 0 | 0 | 0 | 0 | 0 | 0 | 0 | 0 | 0 | 0 | 0 | 0 | 0 | 0 | 0 | 0 | 0 | 0 | 0 | 0 | 0 | 0 | 0 | 0 | 0 | 0 | 0 | 0 | 0 | 0 | 0 | 0 | 0 | 0 | 0 | 0 | 0 | 0 | 0 | 0 | 0 | 0 | 0 | 0 | 0 | 0 | 0 | 0 | 0 | 0 | 0 | 0 | 0 | 0 | 0 | 0 | 0 | 0 | 0 | 0 | 0 | 0 | 0 | 0 | 0
- | - | - | - | - | 0 | 0 | 0 | 0 | 0 | 0 | 0 | 0 | 0 | 0 | 0 | 0 | 0 | 0 | 0 | 0 | 0 | 0 | 0 | 0 | 0 | 0 | 0 | 0 | 0 | 0 | 0 | 0 | 0 | 0 | 0 | 0 | 0 | 0 | 0 | 0 | 0 | 0 | 0 | 0 | 0 | 0 | 0 | 0 | 0 | 0 | 0 | 0 | 0 | 0 | 0 | 0 | 0 | 0 | 0 | 0 | 0 | 0 | 0 | 0 | 0 | 0 | 0 | 0 | 0
- | - | - | - | - | 0 | 0 | 0 | 0 | 0 | 0 | 0 | 0 | 0 | 0 | 0 | 0 | 0 | 0 | 0 | 0 | 0 | 0 | 0 | 0 | 0 | 0 | 0 | 0 | 0 | 0 | 0 | 0 | 0 | 0 | 0 | 0 | 0 | 0 | 0 | 0 | 0 | 0 | 0 | 0 | 0 | 0 | 0 | 0 | 0 | 0 | 0 | 0 | 0 | 0 | 0 | 0 | 0 | 0 | 0 | 0 | 0 | 0 | 0 | 0 | 0 | 0 | 0 | 0 | 0
- | - | - | - | - | 0 | 0 | 0 | 0 | 0 | 0 | 0 | 0 | 0 | 0 | 0 | 0 | 0 | 0 | 0 | 0 | 0 | 0 | 0 | 0 | 0 | 0 | 0 | 0 | 0 | 0 | 0 | 0 | 0 | 0 | 0 | 0 | 0 | 0 | 0 | 0 | 0 | 0 | 0 | 0 | 0 | 0 | 0 | 0 | 0 | 0 | 0 | 0 | 0 | 0 | 0 | 0 | 0 | 0 | 0 | 0 | 0 | 0 | 0 | 0 | 0 | 0 | 0 | 0 | 0
- | - | - | - | - | 0 | 0 | 0 | 0 | 0 | 0 | 0 | 0 | 0 | 0 | 0 | 0 | 0 | 0 | 0 | 0 | 0 | 0 | 0 | 0 | 0 | 0 | 0 | 0 | 0 | 0 | 0 | 0 | 0 | 0 | 0 | 0 | 0 | 0 | 0 | 0 | 0 | 0 | 0 | 0 | 0 | 0 | 0 | 0 | 0 | 0 | 0 | 0 | 0 | 0 | 0 | 0 | 0 | 0 | 0 | 0 | 0 | 0 | 0 | 0 | 0 | 0 | 0 | 0 | 0
- | - | - | - | - | 0 | 0 | 0 | 0 | 0 | 0 | 0 | 0 | 0 | 0 | 0 | 0 | 0 | 0 | 0 | 0 | 0 | 0 | 0 | 0 | 0 | 0 | 0 | 0 | 0 | 0 | 0 | 0 | 0 | 0 | 0 | 0 | 0 | 0 | 0 | 0 | 0 | 0 | 0 | 0 | 0 | 0 | 0 | 0 | 0 | 0 | 0 | 0 | 0 | 0 | 0 | 0 | 0 | 0 | 0 | 0 | 0 | 0 | 0 | 0 | 0 | 0 | 0 | 0 | 0
- | - | - | - | - | 0 | 0 | 0 | 0 | 0 | 0 | 0 | 0 | 0 | 0 | 0 | 0 | 0 | 0 | 0 | 0 | 0 | 0 | 0 | 0 | 0 | 0 | 0 | 0 | 0 | 0 | 0 | 0 | 0 | 0 | 0 | 0 | 0 | 0 | 0 | 0 | 0 | 0 | 0 | 0 | 0 | 0 | 0 | 0 | 0 | 0 | 0 | 0 | 0 | 0 | 0 | 0 | 0 | 0 | 0 | 0 | 0 | 0 | 0 | 0 | 0 | 0 | 0 | 0 | 0
- | - | - | - | - | 0 | 0 | 0 | 0 | 0 | 0 | 0 | 0 | 0 | 0 | 0 | 0 | 0 | 0 | 0 | 0 | 0 | 0 | 0 | 0 | 0 | 0 | 0 | 0 | 0 | 0 | 0 | 0 | 0 | 0 | 0 | 0 | 0 | 0 | 0 | 0 | 0 | 0 | 0 | 0 | 0 | 0 | 0 | 0 | 0 | 0 | 0 | 0 | 0 | 0 | 0 | 0 | 0 | 0 | 0 | 0 | 0 | 0 | 0 | 0 | 0 | 0 | 0 | 0 | 0
- | - | - | - | - | 0 | 0 | 0 | 0 | 0 | 0 | 0 | 0 | 0 | 0 | 0 | 0 | 0 | 0 | 0 | 0 | 0 | 0 | 0 | 0 | 0 | 0 | 0 | 0 | 0 | 0 | 0 | 0 | 0 | 0 | 0 | 0 | 0 | 0 | 0 | 0 | 0 | 0 | 0 | 0 | 0 | 0 | 0 | 0 | 0 | 0 | 0 | 0 | 0 | 0 | 0 | 0 | 0 | 0 | 0 | 0 | 0 | 0 | 0 | 0 | 0 | 0 | 0 | 0 | 0
- | - | - | - | - | 0 | 0 | 0 | 0 | 0 | 0 | 0 | 0 | 0 | 0 | 0 | 0 | 0 | 0 | 0 | 0 | 0 | 0 | 0 | 0 | 0 | 0 | 0 | 0 | 0 | 0 | 0 | 0 | 0 | 0 | 0 | 0 | 0 | 0 | 0 | 0 | 0 | 0 | 0 | 0 | 0 | 0 | 0 | 0 | 0 | 0 | 0 | 0 | 0 | 0 | 0 | 0 | 0 | 0 | 0 | 0 | 0 | 0 | 0 | 0 | 0 | 0 | 0 | 0 | 0
- | - | - | - | - | 0 | 0 | 0 | 0 | 0 | 0 | 0 | 0 | 0 | 0 | 0 | 0 | 0 | 0 | 0 | 0 | 0 | 0 | 0 | 0 | 0 | 0 | 0 | 0 | 0 | 0 | 0 | 0 | 0 | 0 | 0 | 0 | 0 | 0 | 0 | 0 | 0 | 0 | 0 | 0 | 0 | 0 | 0 | 0 | 0 | 0 | 0 | 0 | 0 | 0 | 0 | 0 | 0 | 0 | 0 | 0 | 0 | 0 | 0 | 0 | 0 | 0 | 0 | 0 | 0
- | - | - | - | - | 0 | 0 | 0 | 0 | 0 | 0 | 0 | 0 | 0 | 0 | 0 | 0 | 0 | 0 | 0 | 0 | 0 | 0 | 0 | 0 | 0 | 0 | 0 | 0 | 0 | 0 | 0 | 0 | 0 | 0 | 0 | 0 | 0 | 0 | 0 | 0 | 0 | 0 | 0 | 0 | 0 | 0 | 0 | 0 | 0 | 0 | 0 | 0 | 0 | 0 | 0 | 0 | 0 | 0 | 0 | 0 | 0 | 0 | 0 | 0 | 0 | 0 | 0 | 0 | 0
- | - | - | - | - | 0 | 0 | 0 | 0 | 0 | 0 | 0 | 0 | 0 | 0 | 0 | 0 | 0 | 0 | 0 | 0 | 0 | 0 | 0 | 0 | 0 | 0 | 0 | 0 | 0 | 0 | 0 | 0 | 0 | 0 | 0 | 0 | 0 | 0 | 0 | 0 | 0 | 0 | 0 | 0 | 0 | 0 | 0 | 0 | 0 | 0 | 0 | 0 | 0 | 0 | 0 | 0 | 0 | 0 | 0 | 0 | 0 | 0 | 0 | 0 | 0 | 0 | 0 | 0 | 0
- | - | - | - | - | 0 | 0 | 0 | 0 | 0 | 0 | 0 | 0 | 0 | 0 | 0 | 0 | 0 | 0 | 0 | 0 | 0 | 0 | 0 | 0 | 0 | 0 | 0 | 0 | 0 | 0 | 0 | 0 | 0 | 0 | 0 | 0 | 0 | 0 | 0 | 0 | 0 | 0 | 0 | 0 | 0 | 0 | 0 | 0 | 0 | 0 | 0 | 0 | 0 | 0 | 0 | 0 | 0 | 0 | 0 | 0 | 0 | 0 | 0 | 0 | 0 | 0 | 0 | 0 | 0
- | - | - | - | - | 0 | 0 | 0 | 0 | 0 | 0 | 0 | 0 | 0 | 0 | 0 | 0 | 0 | 0 | 0 | 0 | 0 | 0 | 0 | 0 | 0 | 0 | 0 | 0 | 0 | 0 | 0 | 0 | 0 | 0 | 0 | 0 | 0 | 0 | 0 | 0 | 0 | 0 | 0 | 0 | 0 | 0 | 0 | 0 | 0 | 0 | 0 | 0 | 0 | 0 | 0 | 0 | 0 | 0 | 0 | 0 | 0 | 0 | 0 | 0 | 0 | 0 | 0 | 0 | 0
- | - | - | - | - | 0 | 0 | 0 | 0 | 0 | 0 | 0 | 0 | 0 | 0 | 0 | 0 | 0 | 0 | 0 | 0 | 0 | 0 | 0 | 0 | 0 | 0 | 0 | 0 | 0 | 0 | 0 | 0 | 0 | 0 | 0 | 0 | 0 | 0 | 0 | 0 | 0 | 0 | 0 | 0 | 0 | 0 | 0 | 0 | 0 | 0 | 0 | 0 | 0 | 0 | 0 | 0 | 0 | 0 | 0 | 0 | 0 | 0 | 0 | 0 | 0 | 0 | 0 | 0 | 0
- | - | - | - | - | 0 | 0 | 0 | 0 | 0 | 0 | 0 | 0 | 0 | 0 | 0 | 0 | 0 | 0 | 0 | 0 | 0 | 0 | 0 | 0 | 0 | 0 | 0 | 0 | 0 | 0 | 0 | 0 | 0 | 0 | 0 | 0 | 0 | 0 | 0 | 0 | 0 | 0 | 0 | 0 | 0 | 0 | 0 | 0 | 0 | 0 | 0 | 0 | 0 | 0 | 0 | 0 | 0 | 0 | 0 | 0 | 0 | 0 | 0 | 0 | 0 | 0 | 0 | 0 | 0
- | - | - | - | - | 0 | 0 | 0 | 0 | 0 | 0 | 0 | 0 | 0 | 0 | 0 | 0 | 0 | 0 | 0 | 0 | 0 | 0 | 0 | 0 | 0 | 0 | 0 | 0 | 0 | 0 | 0 | 0 | 0 | 0 | 0 | 0 | 0 | 0 | 0 | 0 | 0 | 0 | 0 | 0 | 0 | 0 | 0 | 0 | 0 | 0 | 0 | 0 | 0 | 0 | 0 | 0 | 0 | 0 | 0 | 0 | 0 | 0 | 0 | 0 | 0 | 0 | 0 | 0 | 0
- | - | - | - | - | 0 | 0 | 0 | 0 | 0 | 0 | 0 | 0 | 0 | 0 | 0 | 0 | 0 | 0 | 0 | 0 | 0 | 0 | 0 | 0 | 0 | 0 | 0 | 0 | 0 | 0 | 0 | 0 | 0 | 0 | 0 | 0 | 0 | 0 | 0 | 0 | 0 | 0 | 0 | 0 | 0 | 0 | 0 | 0 | 0 | 0 | 0 | 0 | 0 | 0 | 0 | 0 | 0 | 0 | 0 | 0 | 0 | 0 | 0 | 0 | 0 | 0 | 0 | 0 | 0
- | - | - | - | - | 0 | 0 | 0 | 0 | 0 | 0 | 0 | 0 | 0 | 0 | 0 | 0 | 0 | 0 | 0 | 0 | 0 | 0 | 0 | 0 | 0 | 0 | 0 | 0 | 0 | 0 | 0 | 0 | 0 | 0 | 0 | 0 | 0 | 0 | 0 | 0 | 0 | 0 | 0 | 0 | 0 | 0 | 0 | 0 | 0 | 0 | 0 | 0 | 0 | 0 | 0 | 0 | 0 | 0 | 0 | 0 | 0 | 0 | 0 | 0 | 0 | 0 | 0 | 0 | 0
- | - | - | - | - | 0 | 0 | 0 | 0 | 0 | 0 | 0 | 0 | 0 | 0 | 0 | 0 | 0 | 0 | 0 | 0 | 0 | 0 | 0 | 0 | 0 | 0 | 0 | 0 | 0 | 0 | 0 | 0 | 0 | 0 | 0 | 0 | 0 | 0 | 0 | 0 | 0 | 0 | 0 | 0 | 0 | 0 | 0 | 0 | 0 | 0 | 0 | 0 | 0 | 0 | 0 | 0 | 0 | 0 | 0 | 0 | 0 | 0 | 0 | 0 | 0 | 0 | 0 | 0 | 0
- | - | - | - | - | 0 | 0 | 0 | 0 | 0 | 0 | 0 | 0 | 0 | 0 | 0 | 0 | 0 | 0 | 0 | 0 | 0 | 0 | 0 | 0 | 0 | 0 | 0 | 0 | 0 | 0 | 0 | 0 | 0 | 0 | 0 | 0 | 0 | 0 | 0 | 0 | 0 | 0 | 0 | 0 | 0 | 0 | 0 | 0 | 0 | 0 | 0 | 0 | 0 | 0 | 0 | 0 | 0 | 0 | 0 | 0 | 0 | 0 | 0 | 0 | 0 | 0 | 0 | 0 | 0
- | - | - | - | - | 0 | 0 | 0 | 0 | 0 | 0 | 0 | 0 | 0 | 0 | 0 | 0 | 0 | 0 | 0 | 0 | 0 | 0 | 0 | 0 | 0 | 0 | 0 | 0 | 0 | 0 | 0 | 0 | 0 | 0 | 0 | 0 | 0 | 0 | 0 | 0 | 0 | 0 | 0 | 0 | 0 | 0 | 0 | 0 | 0 | 0 | 0 | 0 | 0 | 0 | 0 | 0 | 0 | 0 | 0 | 0 | 0 | 0 | 0 | 0 | 0 | 0 | 0 | 0 | 0
- | - | - | - | - | 0 | 0 | 0 | 0 | 0 | 0 | 0 | 0 | 0 | 0 | 0 | 0 | 0 | 0 | 0 | 0 | 0 | 0 | 0 | 0 | 0 | 0 | 0 | 0 | 0 | 0 | 0 | 0 | 0 | 0 | 0 | 0 | 0 | 0 | 0 | 0 | 0 | 0 | 0 | 0 | 0 | 0 | 0 | 0 | 0 | 0 | 0 | 0 | 0 | 0 | 0 | 0 | 0 | 0 | 0 | 0 | 0 | 0 | 0 | 0 | 0 | 0 | 0 | 0 | 0
- | - | - | - | - | 0 | 0 | 0 | 0 | 0 | 0 | 0 | 0 | 0 | 0 | 0 | 0 | 0 | 0 | 0 | 0 | 0 | 0 | 0 | 0 | 0 | 0 | 0 | 0 | 0 | 0 | 0 | 0 | 0 | 0 | 0 | 0 | 0 | 0 | 0 | 0 | 0 | 0 | 0 | 0 | 0 | 0 | 0 | 0 | 0 | 0 | 0 | 0 | 0 | 0 | 0 | 0 | 0 | 0 | 0 | 0 | 0 | 0 | 0 | 0 | 0 | 0 | 0 | 0 | 0
- | - | - | - | - | 0 | 0 | 0 | 0 | 0 | 0 | 0 | 0 | 0 | 0 | 0 | 0 | 0 | 0 | 0 | 0 | 0 | 0 | 0 | 0 | 0 | 0 | 0 | 0 | 0 | 0 | 0 | 0 | 0 | 0 | 0 | 0 | 0 | 0 | 0 | 0 | 0 | 0 | 0 | 0 | 0 | 0 | 0 | 0 | 0 | 0 | 0 | 0 | 0 | 0 | 0 | 0 | 0 | 0 | 0 | 0 | 0 | 0 | 0 | 0 | 0 | 0 | 0 | 0 | 0
- | - | - | - | - | 0 | 0 | 0 | 0 | 0 | 0 | 0 | 0 | 0 | 0 | 0 | 0 | 0 | 0 | 0 | 0 | 0 | 0 | 0 | 0 | 0 | 0 | 0 | 0 | 0 | 0 | 0 | 0 | 0 | 0 | 0 | 0 | 0 | 0 | 0 | 0 | 0 | 0 | 0 | 0 | 0 | 0 | 0 | 0 | 0 | 0 | 0 | 0 | 0 | 0 | 0 | 0 | 0 | 0 | 0 | 0 | 0 | 0 | 0 | 0 | 0 | 0 | 0 | 0 | 0
- | - | - | - | - | 0 | 0 | 0 | 0 | 0 | 0 | 0 | 0 | 0 | 0 | 0 | 0 | 0 | 0 | 0 | 0 | 0 | 0 | 0 | 0 | 0 | 0 | 0 | 0 | 0 | 0 | 0 | 0 | 0 | 0 | 0 | 0 | 0 | 0 | 0 | 0 | 0 | 0 | 0 | 0 | 0 | 0 | 0 | 0 | 0 | 0 | 0 | 0 | 0 | 0 | 0 | 0 | 0 | 0 | 0 | 0 | 0 | 0 | 0 | 0 | 0 | 0 | 0 | 0 | 0
- | - | - | - | - | 0 | 0 | 0 | 0 | 0 | 0 | 0 | 0 | 0 | 0 | 0 | 0 | 0 | 0 | 0 | 0 | 0 | 0 | 0 | 0 | 0 | 0 | 0 | 0 | 0 | 0 | 0 | 0 | 0 | 0 | 0 | 0 | 0 | 0 | 0 | 0 | 0 | 0 | 0 | 0 | 0 | 0 | 0 | 0 | 0 | 0 | 0 | 0 | 0 | 0 | 0 | 0 | 0 | 0 | 0 | 0 | 0 | 0 | 0 | 0 | 0 | 0 | 0 | 0 | 0
- | - | - | - | - | 0 | 0 | 0 | 0 | 0 | 0 | 0 | 0 | 0 | 0 | 0 | 0 | 0 | 0 | 0 | 0 | 0 | 0 | 0 | 0 | 0 | 0 | 0 | 0 | 0 | 0 | 0 | 0 | 0 | 0 | 0 | 0 | 0 | 0 | 0 | 0 | 0 | 0 | 0 | 0 | 0 | 0 | 0 | 0 | 0 | 0 | 0 | 0 | 0 | 0 | 0 | 0 | 0 | 0 | 0 | 0 | 0 | 0 | 0 | 0 | 0 | 0 | 0 | 0 | 0
- | - | - | - | - | 0 | 0 | 0 | 0 | 0 | 0 | 0 | 0 | 0 | 0 | 0 | 0 | 0 | 0 | 0 | 0 | 0 | 0 | 0 | 0 | 0 | 0 | 0 | 0 | 0 | 0 | 0 | 0 | 0 | 0 | 0 | 0 | 0 | 0 | 0 | 0 | 0 | 0 | 0 | 0 | 0 | 0 | 0 | 0 | 0 | 0 | 0 | 0 | 0 | 0 | 0 | 0 | 0 | 0 | 0 | 0 | 0 | 0 | 0 | 0 | 0 | 0 | 0 | 0 | 0
- | - | - | - | - | 0 | 0 | 0 | 0 | 0 | 0 | 0 | 0 | 0 | 0 | 0 | 0 | 0 | 0 | 0 | 0 | 0 | 0 | 0 | 0 | 0 | 0 | 0 | 0 | 0 | 0 | 0 | 0 | 0 | 0 | 0 | 0 | 0 | 0 | 0 | 0 | 0 | 0 | 0 | 0 | 0 | 0 | 0 | 0 | 0 | 0 | 0 | 0 | 0 | 0 | 0 | 0 | 0 | 0 | 0 | 0 | 0 | 0 | 0 | 0 | 0 | 0 | 0 | 0 | 0
- | - | - | - | - | 0 | 0 | 0 | 0 | 0 | 0 | 0 | 0 | 0 | 0 | 0 | 0 | 0 | 0 | 0 | 0 | 0 | 0 | 0 | 0 | 0 | 0 | 0 | 0 | 0 | 0 | 0 | 0 | 0 | 0 | 0 | 0 | 0 | 0 | 0 | 0 | 0 | 0 | 0 | 0 | 0 | 0 | 0 | 0 | 0 | 0 | 0 | 0 | 0 | 0 | 0 | 0 | 0 | 0 | 0 | 0 | 0 | 0 | 0 | 0 | 0 | 0 | 0 | 0 | 0
- | - | - | - | - | 0 | 0 | 0 | 0 | 0 | 0 | 0 | 0 | 0 | 0 | 0 | 0 | 0 | 0 | 0 | 0 | 0 | 0 | 0 | 0 | 0 | 0 | 0 | 0 | 0 | 0 | 0 | 0 | 0 | 0 | 0 | 0 | 0 | 0 | 0 | 0 | 0 | 0 | 0 | 0 | 0 | 0 | 0 | 0 | 0 | 0 | 0 | 0 | 0 | 0 | 0 | 0 | 0 | 0 | 0 | 0 | 0 | 0 | 0 | 0 | 0 | 0 | 0 | 0 | 0
- | - | - | - | - | 0 | 0 | 0 | 0 | 0 | 0 | 0 | 0 | 0 | 0 | 0 | 0 | 0 | 0 | 0 | 0 | 0 | 0 | 0 | 0 | 0 | 0 | 0 | 0 | 0 | 0 | 0 | 0 | 0 | 0 | 0 | 0 | 0 | 0 | 0 | 0 | 0 | 0 | 0 | 0 | 0 | 0 | 0 | 0 | 0 | 0 | 0 | 0 | 0 | 0 | 0 | 0 | 0 | 0 | 0 | 0 | 0 | 0 | 0 | 0 | 0 | 0 | 0 | 0 | 0
- | - | - | - | - | 0 | 0 | 0 | 0 | 0 | 0 | 0 | 0 | 0 | 0 | 0 | 0 | 0 | 0 | 0 | 0 | 0 | 0 | 0 | 0 | 0 | 0 | 0 | 0 | 0 | 0 | 0 | 0 | 0 | 0 | 0 | 0 | 0 | 0 | 0 | 0 | 0 | 0 | 0 | 0 | 0 | 0 | 0 | 0 | 0 | 0 | 0 | 0 | 0 | 0 | 0 | 0 | 0 | 0 | 0 | 0 | 0 | 0 | 0 | 0 | 0 | 0 | 0 | 0 | 0
- | - | - | - | - | 0 | 0 | 0 | 0 | 0 | 0 | 0 | 0 | 0 | 0 | 0 | 0 | 0 | 0 | 0 | 0 | 0 | 0 | 0 | 0 | 0 | 0 | 0 | 0 | 0 | 0 | 0 | 0 | 0 | 0 | 0 | 0 | 0 | 0 | 0 | 0 | 0 | 0 | 0 | 0 | 0 | 0 | 0 | 0 | 0 | 0 | 0 | 0 | 0 | 0 | 0 | 0 | 0 | 0 | 0 | 0 | 0 | 0 | 0 | 0 | 0 | 0 | 0 | 0 | 0
- | - | - | - | - | 0 | 0 | 0 | 0 | 0 | 0 | 0 | 0 | 0 | 0 | 0 | 0 | 0 | 0 | 0 | 0 | 0 | 0 | 0 | 0 | 0 | 0 | 0 | 0 | 0 | 0 | 0 | 0 | 0 | 0 | 0 | 0 | 0 | 0 | 0 | 0 | 0 | 0 | 0 | 0 | 0 | 0 | 0 | 0 | 0 | 0 | 0 | 0 | 0 | 0 | 0 | 0 | 0 | 0 | 0 | 0 | 0 | 0 | 0 | 0 | 0 | 0 | 0 | 0 | 0
- | - | - | - | - | 0 | 0 | 0 | 0 | 0 | 0 | 0 | 0 | 0 | 0 | 0 | 0 | 0 | 0 | 0 | 0 | 0 | 0 | 0 | 0 | 0 | 0 | 0 | 0 | 0 | 0 | 0 | 0 | 0 | 0 | 0 | 0 | 0 | 0 | 0 | 0 | 0 | 0 | 0 | 0 | 0 | 0 | 0 | 0 | 0 | 0 | 0 | 0 | 0 | 0 | 0 | 0 | 0 | 0 | 0 | 0 | 0 | 0 | 0 | 0 | 0 | 0 | 0 | 0 | 0
- | - | - | - | - | 0 | 0 | 0 | 0 | 0 | 0 | 0 | 0 | 0 | 0 | 0 | 0 | 0 | 0 | 0 | 0 | 0 | 0 | 0 | 0 | 0 | 0 | 0 | 0 | 0 | 0 | 0 | 0 | 0 | 0 | 0 | 0 | 0 | 0 | 0 | 0 | 0 | 0 | 0 | 0 | 0 | 0 | 0 | 0 | 0 | 0 | 0 | 0 | 0 | 0 | 0 | 0 | 0 | 0 | 0 | 0 | 0 | 0 | 0 | 0 | 0 | 0 | 0 | 0 | 0
- | - | - | - | - | 0 | 0 | 0 | 0 | 0 | 0 | 0 | 0 | 0 | 0 | 0 | 0 | 0 | 0 | 0 | 0 | 0 | 0 | 0 | 0 | 0 | 0 | 0 | 0 | 0 | 0 | 0 | 0 | 0 | 0 | 0 | 0 | 0 | 0 | 0 | 0 | 0 | 0 | 0 | 0 | 0 | 0 | 0 | 0 | 0 | 0 | 0 | 0 | 0 | 0 | 0 | 0 | 0 | 0 | 0 | 0 | 0 | 0 | 0 | 0 | 0 | 0 | 0 | 0 | 0
- | - | - | - | - | 0 | 0 | 0 | 0 | 0 | 0 | 0 | 0 | 0 | 0 | 0 | 0 | 0 | 0 | 0 | 0 | 0 | 0 | 0 | 0 | 0 | 0 | 0 | 0 | 0 | 0 | 0 | 0 | 0 | 0 | 0 | 0 | 0 | 0 | 0 | 0 | 0 | 0 | 0 | 0 | 0 | 0 | 0 | 0 | 0 | 0 | 0 | 0 | 0 | 0 | 0 | 0 | 0 | 0 | 0 | 0 | 0 | 0 | 0 | 0 | 0 | 0 | 0 | 0 | 0
- | - | - | - | - | 0 | 0 | 0 | 0 | 0 | 0 | 0 | 0 | 0 | 0 | 0 | 0 | 0 | 0 | 0 | 0 | 0 | 0 | 0 | 0 | 0 | 0 | 0 | 0 | 0 | 0 | 0 | 0 | 0 | 0 | 0 | 0 | 0 | 0 | 0 | 0 | 0 | 0 | 0 | 0 | 0 | 0 | 0 | 0 | 0 | 0 | 0 | 0 | 0 | 0 | 0 | 0 | 0 | 0 | 0 | 0 | 0 | 0 | 0 | 0 | 0 | 0 | 0 | 0 | 0
- | - | - | - | - | 0 | 0 | 0 | 0 | 0 | 0 | 0 | 0 | 0 | 0 | 0 | 0 | 0 | 0 | 0 | 0 | 0 | 0 | 0 | 0 | 0 | 0 | 0 | 0 | 0 | 0 | 0 | 0 | 0 | 0 | 0 | 0 | 0 | 0 | 0 | 0 | 0 | 0 | 0 | 0 | 0 | 0 | 0 | 0 | 0 | 0 | 0 | 0 | 0 | 0 | 0 | 0 | 0 | 0 | 0 | 0 | 0 | 0 | 0 | 0 | 0 | 0 | 0 | 0 | 0

## 4_FD_Input_Sheet
Network Asset Risk Workbook
Sheet: 4 Final Determinations Input Sheet
Sector: ET
Network: SHET
Version 8 - Dated 03 Feb 2022
Price base (unless stated): 2018/19
Error Checks: OK
- | - | - | - | - | - | - | - | - | - |  | - | - | - | - | - | - | - | - | - | - | - | - | - | - | - | - | - | - | - | - |  |  | - | - | - | - | - | - | - | - | - | - | - | - | - | - | - | - | - | - | -
4 Final Determinations Input Sheet
Asset Category Intervention Volumes - Final Determinations
Project/Asset Category Detail |  |  |  |  | Risk Benefit | Baseline Funding (£m) |  |  |  | GD/GT |  | ET 132kV_Addition | [6 empty] | ET 275kV_Addition | [6 empty] | ET 400kV_Addition | [6 empty] | ET 132kV_Disposal | [6 empty] | ET 275kV_Disposal | [6 empty] | ET 400kV_Disposal
Sector | Network | Scheme/Asset Category | Funding Category | Risk Sub-Cat | Network Risk Output (R£m) | Excl. RPEs & Ongoing Efficiencies | Ongoing Efficiencies | RPEs | Total | Unit | Intervention volumes | Circuit Breaker | OHL Fittings | OHL Conductor | OHL Tower | Reactor | Transformer | Underground Cable | Circuit Breaker | OHL Fittings | OHL Conductor | OHL Tower | Reactor | Transformer | Underground Cable | Circuit Breaker | OHL Fittings | OHL Conductor | OHL Tower | Reactor | Transformer | Underground Cable | Circuit Breaker | OHL Fittings | OHL Conductor | OHL Tower | Reactor | Transformer | Underground Cable | Circuit Breaker | OHL Fittings | OHL Conductor | OHL Tower | Reactor | Transformer | Underground Cable | Circuit Breaker | OHL Fittings | OHL Conductor | OHL Tower | Reactor | Transformer | Underground Cable
[12 empty] | # | # | km | # | # | # | km | # | # | km | # | # | # | km | # | # | km | # | # | # | km | # | # | km | # | # | # | km | # | # | km | # | # | # | km | # | # | km | # | # | # | km
ET | SHET | SHNLT200 | A1 | OT | 325.5768 | Redacted | Redacted | Redacted | Redacted | Redacted | Redacted | Redacted | Redacted | Redacted | Redacted | Redacted | Redacted | Redacted | Redacted | Redacted | Redacted | Redacted | Redacted | Redacted | Redacted | Redacted | Redacted | Redacted | Redacted | Redacted | Redacted | Redacted | Redacted | Redacted | Redacted | Redacted | Redacted | Redacted | Redacted | Redacted | Redacted | Redacted | Redacted | Redacted | Redacted | Redacted | Redacted | Redacted | Redacted | Redacted | Redacted | Redacted | Redacted
ET | SHET | SHNLT201 | A1 | OT | 69.1048 | Redacted | Redacted | Redacted | Redacted | Redacted | Redacted | Redacted | Redacted | Redacted | Redacted | Redacted | Redacted | Redacted | Redacted | Redacted | Redacted | Redacted | Redacted | Redacted | Redacted | Redacted | Redacted | Redacted | Redacted | Redacted | Redacted | Redacted | Redacted | Redacted | Redacted | Redacted | Redacted | Redacted | Redacted | Redacted | Redacted | Redacted | Redacted | Redacted | Redacted | Redacted | Redacted | Redacted | Redacted | Redacted | Redacted | Redacted | Redacted
ET | SHET | SHNLT2010 | A1 | TX | 121.0412 | Redacted | Redacted | Redacted | Redacted | Redacted | Redacted | Redacted | Redacted | Redacted | Redacted | Redacted | Redacted | Redacted | Redacted | Redacted | Redacted | Redacted | Redacted | Redacted | Redacted | Redacted | Redacted | Redacted | Redacted | Redacted | Redacted | Redacted | Redacted | Redacted | Redacted | Redacted | Redacted | Redacted | Redacted | Redacted | Redacted | Redacted | Redacted | Redacted | Redacted | Redacted | Redacted | Redacted | Redacted | Redacted | Redacted | Redacted | Redacted
ET | SHET | SHNLT2011 | A1 | OC | 0.43854 | Redacted | Redacted | Redacted | Redacted | Redacted | Redacted | Redacted | Redacted | Redacted | Redacted | Redacted | Redacted | Redacted | Redacted | Redacted | Redacted | Redacted | Redacted | Redacted | Redacted | Redacted | Redacted | Redacted | Redacted | Redacted | Redacted | Redacted | Redacted | Redacted | Redacted | Redacted | Redacted | Redacted | Redacted | Redacted | Redacted | Redacted | Redacted | Redacted | Redacted | Redacted | Redacted | Redacted | Redacted | Redacted | Redacted | Redacted | Redacted
ET | SHET | SHNLT2012 | A1 | CB | 202.7877 | Redacted | Redacted | Redacted | Redacted | Redacted | Redacted | Redacted | Redacted | Redacted | Redacted | Redacted | Redacted | Redacted | Redacted | Redacted | Redacted | Redacted | Redacted | Redacted | Redacted | Redacted | Redacted | Redacted | Redacted | Redacted | Redacted | Redacted | Redacted | Redacted | Redacted | Redacted | Redacted | Redacted | Redacted | Redacted | Redacted | Redacted | Redacted | Redacted | Redacted | Redacted | Redacted | Redacted | Redacted | Redacted | Redacted | Redacted | Redacted
ET | SHET | SHNLT2014 | A1 | TX | 24.0575 | Redacted | Redacted | Redacted | Redacted | Redacted | Redacted | Redacted | Redacted | Redacted | Redacted | Redacted | Redacted | Redacted | Redacted | Redacted | Redacted | Redacted | Redacted | Redacted | Redacted | Redacted | Redacted | Redacted | Redacted | Redacted | Redacted | Redacted | Redacted | Redacted | Redacted | Redacted | Redacted | Redacted | Redacted | Redacted | Redacted | Redacted | Redacted | Redacted | Redacted | Redacted | Redacted | Redacted | Redacted | Redacted | Redacted | Redacted | Redacted
ET | SHET | SHNLT2016 | A1 | TX | 15.402 | Redacted | Redacted | Redacted | Redacted | Redacted | Redacted | Redacted | Redacted | Redacted | Redacted | Redacted | Redacted | Redacted | Redacted | Redacted | Redacted | Redacted | Redacted | Redacted | Redacted | Redacted | Redacted | Redacted | Redacted | Redacted | Redacted | Redacted | Redacted | Redacted | Redacted | Redacted | Redacted | Redacted | Redacted | Redacted | Redacted | Redacted | Redacted | Redacted | Redacted | Redacted | Redacted | Redacted | Redacted | Redacted | Redacted | Redacted | Redacted
ET | SHET | SHNLT2017 | A1 | TX | 29.1952 | Redacted | Redacted | Redacted | Redacted | Redacted | Redacted | Redacted | Redacted | Redacted | Redacted | Redacted | Redacted | Redacted | Redacted | Redacted | Redacted | Redacted | Redacted | Redacted | Redacted | Redacted | Redacted | Redacted | Redacted | Redacted | Redacted | Redacted | Redacted | Redacted | Redacted | Redacted | Redacted | Redacted | Redacted | Redacted | Redacted | Redacted | Redacted | Redacted | Redacted | Redacted | Redacted | Redacted | Redacted | Redacted | Redacted | Redacted | Redacted
ET | SHET | SHNLT2018 | A1 | OT | 613.2871 | Redacted | Redacted | Redacted | Redacted | Redacted | Redacted | Redacted | Redacted | Redacted | Redacted | Redacted | Redacted | Redacted | Redacted | Redacted | Redacted | Redacted | Redacted | Redacted | Redacted | Redacted | Redacted | Redacted | Redacted | Redacted | Redacted | Redacted | Redacted | Redacted | Redacted | Redacted | Redacted | Redacted | Redacted | Redacted | Redacted | Redacted | Redacted | Redacted | Redacted | Redacted | Redacted | Redacted | Redacted | Redacted | Redacted | Redacted | Redacted
ET | SHET | SHNLT2019 | A1 | TX | 42.0961 | Redacted | Redacted | Redacted | Redacted | Redacted | Redacted | Redacted | Redacted | Redacted | Redacted | Redacted | Redacted | Redacted | Redacted | Redacted | Redacted | Redacted | Redacted | Redacted | Redacted | Redacted | Redacted | Redacted | Redacted | Redacted | Redacted | Redacted | Redacted | Redacted | Redacted | Redacted | Redacted | Redacted | Redacted | Redacted | Redacted | Redacted | Redacted | Redacted | Redacted | Redacted | Redacted | Redacted | Redacted | Redacted | Redacted | Redacted | Redacted
ET | SHET | SHNLT202 | A1 | OT | 254.4499 | Redacted | Redacted | Redacted | Redacted | Redacted | Redacted | Redacted | Redacted | Redacted | Redacted | Redacted | Redacted | Redacted | Redacted | Redacted | Redacted | Redacted | Redacted | Redacted | Redacted | Redacted | Redacted | Redacted | Redacted | Redacted | Redacted | Redacted | Redacted | Redacted | Redacted | Redacted | Redacted | Redacted | Redacted | Redacted | Redacted | Redacted | Redacted | Redacted | Redacted | Redacted | Redacted | Redacted | Redacted | Redacted | Redacted | Redacted | Redacted
ET | SHET | SHNLT2020 | A1 | TX | 21.2504 | Redacted | Redacted | Redacted | Redacted | Redacted | Redacted | Redacted | Redacted | Redacted | Redacted | Redacted | Redacted | Redacted | Redacted | Redacted | Redacted | Redacted | Redacted | Redacted | Redacted | Redacted | Redacted | Redacted | Redacted | Redacted | Redacted | Redacted | Redacted | Redacted | Redacted | Redacted | Redacted | Redacted | Redacted | Redacted | Redacted | Redacted | Redacted | Redacted | Redacted | Redacted | Redacted | Redacted | Redacted | Redacted | Redacted | Redacted | Redacted
ET | SHET | SHNLT2021 | A1 | TX | 233.8198 | Redacted | Redacted | Redacted | Redacted | Redacted | Redacted | Redacted | Redacted | Redacted | Redacted | Redacted | Redacted | Redacted | Redacted | Redacted | Redacted | Redacted | Redacted | Redacted | Redacted | Redacted | Redacted | Redacted | Redacted | Redacted | Redacted | Redacted | Redacted | Redacted | Redacted | Redacted | Redacted | Redacted | Redacted | Redacted | Redacted | Redacted | Redacted | Redacted | Redacted | Redacted | Redacted | Redacted | Redacted | Redacted | Redacted | Redacted | Redacted
ET | SHET | SHNLT2022 | A1 | CB | 1.5818 | Redacted | Redacted | Redacted | Redacted | Redacted | Redacted | Redacted | Redacted | Redacted | Redacted | Redacted | Redacted | Redacted | Redacted | Redacted | Redacted | Redacted | Redacted | Redacted | Redacted | Redacted | Redacted | Redacted | Redacted | Redacted | Redacted | Redacted | Redacted | Redacted | Redacted | Redacted | Redacted | Redacted | Redacted | Redacted | Redacted | Redacted | Redacted | Redacted | Redacted | Redacted | Redacted | Redacted | Redacted | Redacted | Redacted | Redacted | Redacted
ET | SHET | SHNLT2023 | A1 | TX | 19.272 | Redacted | Redacted | Redacted | Redacted | Redacted | Redacted | Redacted | Redacted | Redacted | Redacted | Redacted | Redacted | Redacted | Redacted | Redacted | Redacted | Redacted | Redacted | Redacted | Redacted | Redacted | Redacted | Redacted | Redacted | Redacted | Redacted | Redacted | Redacted | Redacted | Redacted | Redacted | Redacted | Redacted | Redacted | Redacted | Redacted | Redacted | Redacted | Redacted | Redacted | Redacted | Redacted | Redacted | Redacted | Redacted | Redacted | Redacted | Redacted
ET | SHET | SHNLT2024 | A1 | TX | 0.92649 | Redacted | Redacted | Redacted | Redacted | Redacted | Redacted | Redacted | Redacted | Redacted | Redacted | Redacted | Redacted | Redacted | Redacted | Redacted | Redacted | Redacted | Redacted | Redacted | Redacted | Redacted | Redacted | Redacted | Redacted | Redacted | Redacted | Redacted | Redacted | Redacted | Redacted | Redacted | Redacted | Redacted | Redacted | Redacted | Redacted | Redacted | Redacted | Redacted | Redacted | Redacted | Redacted | Redacted | Redacted | Redacted | Redacted | Redacted | Redacted
ET | SHET | SHNLT2025 | A1 | UC | 267.5077 | Redacted | Redacted | Redacted | Redacted | Redacted | Redacted | Redacted | Redacted | Redacted | Redacted | Redacted | Redacted | Redacted | Redacted | Redacted | Redacted | Redacted | Redacted | Redacted | Redacted | Redacted | Redacted | Redacted | Redacted | Redacted | Redacted | Redacted | Redacted | Redacted | Redacted | Redacted | Redacted | Redacted | Redacted | Redacted | Redacted | Redacted | Redacted | Redacted | Redacted | Redacted | Redacted | Redacted | Redacted | Redacted | Redacted | Redacted | Redacted
ET | SHET | SHNLT2027 | A1 | UC | 151.0453 | Redacted | Redacted | Redacted | Redacted | Redacted | Redacted | Redacted | Redacted | Redacted | Redacted | Redacted | Redacted | Redacted | Redacted | Redacted | Redacted | Redacted | Redacted | Redacted | Redacted | Redacted | Redacted | Redacted | Redacted | Redacted | Redacted | Redacted | Redacted | Redacted | Redacted | Redacted | Redacted | Redacted | Redacted | Redacted | Redacted | Redacted | Redacted | Redacted | Redacted | Redacted | Redacted | Redacted | Redacted | Redacted | Redacted | Redacted | Redacted
ET | SHET | SHNLT2028 | A1 | OF | 6318.9205 | Redacted | Redacted | Redacted | Redacted | Redacted | Redacted | Redacted | Redacted | Redacted | Redacted | Redacted | Redacted | Redacted | Redacted | Redacted | Redacted | Redacted | Redacted | Redacted | Redacted | Redacted | Redacted | Redacted | Redacted | Redacted | Redacted | Redacted | Redacted | Redacted | Redacted | Redacted | Redacted | Redacted | Redacted | Redacted | Redacted | Redacted | Redacted | Redacted | Redacted | Redacted | Redacted | Redacted | Redacted | Redacted | Redacted | Redacted | Redacted
ET | SHET | SHNLT203 | A1 | OF | 58.2754 | Redacted | Redacted | Redacted | Redacted | Redacted | Redacted | Redacted | Redacted | Redacted | Redacted | Redacted | Redacted | Redacted | Redacted | Redacted | Redacted | Redacted | Redacted | Redacted | Redacted | Redacted | Redacted | Redacted | Redacted | Redacted | Redacted | Redacted | Redacted | Redacted | Redacted | Redacted | Redacted | Redacted | Redacted | Redacted | Redacted | Redacted | Redacted | Redacted | Redacted | Redacted | Redacted | Redacted | Redacted | Redacted | Redacted | Redacted | Redacted
ET | SHET | SHNLT204 | A1 | TX | 11.7283 | Redacted | Redacted | Redacted | Redacted | Redacted | Redacted | Redacted | Redacted | Redacted | Redacted | Redacted | Redacted | Redacted | Redacted | Redacted | Redacted | Redacted | Redacted | Redacted | Redacted | Redacted | Redacted | Redacted | Redacted | Redacted | Redacted | Redacted | Redacted | Redacted | Redacted | Redacted | Redacted | Redacted | Redacted | Redacted | Redacted | Redacted | Redacted | Redacted | Redacted | Redacted | Redacted | Redacted | Redacted | Redacted | Redacted | Redacted | Redacted
ET | SHET | SHNLT205 | A1 | OC | 5.7547 | Redacted | Redacted | Redacted | Redacted | Redacted | Redacted | Redacted | Redacted | Redacted | Redacted | Redacted | Redacted | Redacted | Redacted | Redacted | Redacted | Redacted | Redacted | Redacted | Redacted | Redacted | Redacted | Redacted | Redacted | Redacted | Redacted | Redacted | Redacted | Redacted | Redacted | Redacted | Redacted | Redacted | Redacted | Redacted | Redacted | Redacted | Redacted | Redacted | Redacted | Redacted | Redacted | Redacted | Redacted | Redacted | Redacted | Redacted | Redacted
ET | SHET | SHNLT207 | A1 | TX | 14.6735 | Redacted | Redacted | Redacted | Redacted | Redacted | Redacted | Redacted | Redacted | Redacted | Redacted | Redacted | Redacted | Redacted | Redacted | Redacted | Redacted | Redacted | Redacted | Redacted | Redacted | Redacted | Redacted | Redacted | Redacted | Redacted | Redacted | Redacted | Redacted | Redacted | Redacted | Redacted | Redacted | Redacted | Redacted | Redacted | Redacted | Redacted | Redacted | Redacted | Redacted | Redacted | Redacted | Redacted | Redacted | Redacted | Redacted | Redacted | Redacted
ET | SHET | SHNLT208 | A1 | TX | 18.893 | Redacted | Redacted | Redacted | Redacted | Redacted | Redacted | Redacted | Redacted | Redacted | Redacted | Redacted | Redacted | Redacted | Redacted | Redacted | Redacted | Redacted | Redacted | Redacted | Redacted | Redacted | Redacted | Redacted | Redacted | Redacted | Redacted | Redacted | Redacted | Redacted | Redacted | Redacted | Redacted | Redacted | Redacted | Redacted | Redacted | Redacted | Redacted | Redacted | Redacted | Redacted | Redacted | Redacted | Redacted | Redacted | Redacted | Redacted | Redacted
ET | SHET | SHNLT209 | A1 | TX | 12.2744 | Redacted | Redacted | Redacted | Redacted | Redacted | Redacted | Redacted | Redacted | Redacted | Redacted | Redacted | Redacted | Redacted | Redacted | Redacted | Redacted | Redacted | Redacted | Redacted | Redacted | Redacted | Redacted | Redacted | Redacted | Redacted | Redacted | Redacted | Redacted | Redacted | Redacted | Redacted | Redacted | Redacted | Redacted | Redacted | Redacted | Redacted | Redacted | Redacted | Redacted | Redacted | Redacted | Redacted | Redacted | Redacted | Redacted | Redacted | Redacted
ET | SHET | SHNLT2013 | A3 | OC | -15.581 | Redacted | Redacted | Redacted | Redacted | Redacted | Redacted | Redacted | Redacted | Redacted | Redacted | Redacted | Redacted | Redacted | Redacted | Redacted | Redacted | Redacted | Redacted | Redacted | Redacted | Redacted | Redacted | Redacted | Redacted | Redacted | Redacted | Redacted | Redacted | Redacted | Redacted | Redacted | Redacted | Redacted | Redacted | Redacted | Redacted | Redacted | Redacted | Redacted | Redacted | Redacted | Redacted | Redacted | Redacted | Redacted | Redacted | Redacted | Redacted
ET | SHET | SHNLT2031 | A3 | UC | -35.871 | Redacted | Redacted | Redacted | Redacted | Redacted | Redacted | Redacted | Redacted | Redacted | Redacted | Redacted | Redacted | Redacted | Redacted | Redacted | Redacted | Redacted | Redacted | Redacted | Redacted | Redacted | Redacted | Redacted | Redacted | Redacted | Redacted | Redacted | Redacted | Redacted | Redacted | Redacted | Redacted | Redacted | Redacted | Redacted | Redacted | Redacted | Redacted | Redacted | Redacted | Redacted | Redacted | Redacted | Redacted | Redacted | Redacted | Redacted | Redacted

## 4.1_Input_Sheet_Post_FD_Recalc
Network Asset Risk Workbook
Sheet: 5 Recalculated Final Determinations Input Sheet
Sector: ET
Network: SHET
Version 8 - Dated 03 Feb 2022
Price base (unless stated): 2018/19
Error Checks: OK
- | - | - |  | - | - | - | - | - | - | - |  | - | - | - | - | - | - | - | - | - | - | - | - | - | - | - | - | - | - | - | - |  |  | - | - | - | - | - | - | - | - | - | - | - | - | - | - | - | - | - | - | - |  |  | - | - | - | - | - | - | - | - | - | - | - | - | - | - | - | - | - | - | -
5 Recalculated Final Determinations Input Sheet | [6 empty] | Yellow Cells May be Overwritten
Number of records |  | 28
Asset Category Intervention Volumes - Final Determinations
Project/Asset Category Detail | [5 empty] | Risk Benefit | Baseline Funding (£m) |  |  |  | GD/GT |  | ET 132kV_Replace_Addition | [6 empty] | ET 275kV_Replace_Addition | [6 empty] | ET 400kV_Replace_Addition | [6 empty] | ET 132kV_Replace_Disposal | [6 empty] | ET 275kV_Replace_Disposal | [6 empty] | ET 400kV_Replace_Disposal | [6 empty] | ET 132kV_Refurb | [6 empty] | ET 275kV_Refurb | [6 empty] | ET 400kV_Refurb
Sector | Network | Scheme/Asset Category Reference | Scheme/Asset Category Description | Funding Category | Risk Sub-Cat | Network Risk Output (R£m) | Excl. RPEs & Ongoing Efficiencies | Ongoing Efficiencies | RPEs | Total | Unit | Intervention volumes | Circuit Breaker | OHL Fittings | OHL Conductor | OHL Tower | Reactor | Transformer | Underground Cable | Circuit Breaker | OHL Fittings | OHL Conductor | OHL Tower | Reactor | Transformer | Underground Cable | Circuit Breaker | OHL Fittings | OHL Conductor | OHL Tower | Reactor | Transformer | Underground Cable | Circuit Breaker | OHL Fittings | OHL Conductor | OHL Tower | Reactor | Transformer | Underground Cable | Circuit Breaker | OHL Fittings | OHL Conductor | OHL Tower | Reactor | Transformer | Underground Cable | Circuit Breaker | OHL Fittings | OHL Conductor | OHL Tower | Reactor | Transformer | Underground Cable | Circuit Breaker | OHL Fittings | OHL Conductor | OHL Tower | Reactor | Transformer | Underground Cable | Circuit Breaker | OHL Fittings | OHL Conductor | OHL Tower | Reactor | Transformer | Underground Cable | Circuit Breaker | OHL Fittings | OHL Conductor | OHL Tower | Reactor | Transformer | Underground Cable
[13 empty] | # | # | km | # | # | # | km | # | # | km | # | # | # | km | # | # | km | # | # | # | km | # | # | km | # | # | # | km | # | # | km | # | # | # | km | # | # | km | # | # | # | km | # | # | km | # | # | # | km | # | # | km | # | # | # | km | # | # | km | # | # | # | km
ET | SHET | SHNLT200 | Port Ann - Crossaig 132kV OHL Works | A1 | OT | 325.5768 | Redacted | Redacted | Redacted | Redacted | Redacted | Redacted | Redacted | Redacted | Redacted | Redacted | Redacted | Redacted | Redacted | Redacted | Redacted | Redacted | Redacted | Redacted | Redacted | Redacted | Redacted | Redacted | Redacted | Redacted | Redacted | Redacted | Redacted | Redacted | Redacted | Redacted | Redacted | Redacted | Redacted | Redacted | Redacted | Redacted | Redacted | Redacted | Redacted | Redacted | Redacted | Redacted | Redacted | Redacted | Redacted | Redacted | Redacted | Redacted | Redacted | Redacted | Redacted | Redacted | Redacted | Redacted | Redacted | Redacted | Redacted | Redacted | Redacted | Redacted | Redacted | Redacted | Redacted | Redacted | Redacted | Redacted | Redacted | Redacted | Redacted
ET | SHET | SHNLT201 | Sloy - Windyhill West 132kV OHL Works | A1 | OT | 69.1048 | Redacted | Redacted | Redacted | Redacted | Redacted | Redacted | Redacted | Redacted | Redacted | Redacted | Redacted | Redacted | Redacted | Redacted | Redacted | Redacted | Redacted | Redacted | Redacted | Redacted | Redacted | Redacted | Redacted | Redacted | Redacted | Redacted | Redacted | Redacted | Redacted | Redacted | Redacted | Redacted | Redacted | Redacted | Redacted | Redacted | Redacted | Redacted | Redacted | Redacted | Redacted | Redacted | Redacted | Redacted | Redacted | Redacted | Redacted | Redacted | Redacted | Redacted | Redacted | Redacted | Redacted | Redacted | Redacted | Redacted | Redacted | Redacted | Redacted | Redacted | Redacted | Redacted | Redacted | Redacted | Redacted | Redacted | Redacted | Redacted | Redacted
ET | SHET | SHNLT2010 | Beauly Substation Works | A1 | TX | 121.0412 | Redacted | Redacted | Redacted | Redacted | Redacted | Redacted | Redacted | Redacted | Redacted | Redacted | Redacted | Redacted | Redacted | Redacted | Redacted | Redacted | Redacted | Redacted | Redacted | Redacted | Redacted | Redacted | Redacted | Redacted | Redacted | Redacted | Redacted | Redacted | Redacted | Redacted | Redacted | Redacted | Redacted | Redacted | Redacted | Redacted | Redacted | Redacted | Redacted | Redacted | Redacted | Redacted | Redacted | Redacted | Redacted | Redacted | Redacted | Redacted | Redacted | Redacted | Redacted | Redacted | Redacted | Redacted | Redacted | Redacted | Redacted | Redacted | Redacted | Redacted | Redacted | Redacted | Redacted | Redacted | Redacted | Redacted | Redacted | Redacted | Redacted
ET | SHET | SHNLT2011 | Invergarry T 132kV OHL Works | A1 | OC | 0.43854 | Redacted | Redacted | Redacted | Redacted | Redacted | Redacted | Redacted | Redacted | Redacted | Redacted | Redacted | Redacted | Redacted | Redacted | Redacted | Redacted | Redacted | Redacted | Redacted | Redacted | Redacted | Redacted | Redacted | Redacted | Redacted | Redacted | Redacted | Redacted | Redacted | Redacted | Redacted | Redacted | Redacted | Redacted | Redacted | Redacted | Redacted | Redacted | Redacted | Redacted | Redacted | Redacted | Redacted | Redacted | Redacted | Redacted | Redacted | Redacted | Redacted | Redacted | Redacted | Redacted | Redacted | Redacted | Redacted | Redacted | Redacted | Redacted | Redacted | Redacted | Redacted | Redacted | Redacted | Redacted | Redacted | Redacted | Redacted | Redacted | Redacted
ET | SHET | SHNLT2012 | Broadford Substation Works | A1 | CB | 202.7877 | Redacted | Redacted | Redacted | Redacted | Redacted | Redacted | Redacted | Redacted | Redacted | Redacted | Redacted | Redacted | Redacted | Redacted | Redacted | Redacted | Redacted | Redacted | Redacted | Redacted | Redacted | Redacted | Redacted | Redacted | Redacted | Redacted | Redacted | Redacted | Redacted | Redacted | Redacted | Redacted | Redacted | Redacted | Redacted | Redacted | Redacted | Redacted | Redacted | Redacted | Redacted | Redacted | Redacted | Redacted | Redacted | Redacted | Redacted | Redacted | Redacted | Redacted | Redacted | Redacted | Redacted | Redacted | Redacted | Redacted | Redacted | Redacted | Redacted | Redacted | Redacted | Redacted | Redacted | Redacted | Redacted | Redacted | Redacted | Redacted | Redacted
ET | SHET | SHNLT2014 | St Fillans Substation Works | A1 | TX | 24.0575 | Redacted | Redacted | Redacted | Redacted | Redacted | Redacted | Redacted | Redacted | Redacted | Redacted | Redacted | Redacted | Redacted | Redacted | Redacted | Redacted | Redacted | Redacted | Redacted | Redacted | Redacted | Redacted | Redacted | Redacted | Redacted | Redacted | Redacted | Redacted | Redacted | Redacted | Redacted | Redacted | Redacted | Redacted | Redacted | Redacted | Redacted | Redacted | Redacted | Redacted | Redacted | Redacted | Redacted | Redacted | Redacted | Redacted | Redacted | Redacted | Redacted | Redacted | Redacted | Redacted | Redacted | Redacted | Redacted | Redacted | Redacted | Redacted | Redacted | Redacted | Redacted | Redacted | Redacted | Redacted | Redacted | Redacted | Redacted | Redacted | Redacted
ET | SHET | SHNLT2016 | Glenmoriston Substation Works | A1 | TX | 15.402 | Redacted | Redacted | Redacted | Redacted | Redacted | Redacted | Redacted | Redacted | Redacted | Redacted | Redacted | Redacted | Redacted | Redacted | Redacted | Redacted | Redacted | Redacted | Redacted | Redacted | Redacted | Redacted | Redacted | Redacted | Redacted | Redacted | Redacted | Redacted | Redacted | Redacted | Redacted | Redacted | Redacted | Redacted | Redacted | Redacted | Redacted | Redacted | Redacted | Redacted | Redacted | Redacted | Redacted | Redacted | Redacted | Redacted | Redacted | Redacted | Redacted | Redacted | Redacted | Redacted | Redacted | Redacted | Redacted | Redacted | Redacted | Redacted | Redacted | Redacted | Redacted | Redacted | Redacted | Redacted | Redacted | Redacted | Redacted | Redacted | Redacted
ET | SHET | SHNLT2017 | Foyers Substation Works | A1 | TX | 29.1952 | Redacted | Redacted | Redacted | Redacted | Redacted | Redacted | Redacted | Redacted | Redacted | Redacted | Redacted | Redacted | Redacted | Redacted | Redacted | Redacted | Redacted | Redacted | Redacted | Redacted | Redacted | Redacted | Redacted | Redacted | Redacted | Redacted | Redacted | Redacted | Redacted | Redacted | Redacted | Redacted | Redacted | Redacted | Redacted | Redacted | Redacted | Redacted | Redacted | Redacted | Redacted | Redacted | Redacted | Redacted | Redacted | Redacted | Redacted | Redacted | Redacted | Redacted | Redacted | Redacted | Redacted | Redacted | Redacted | Redacted | Redacted | Redacted | Redacted | Redacted | Redacted | Redacted | Redacted | Redacted | Redacted | Redacted | Redacted | Redacted | Redacted
ET | SHET | SHNLT2018 | Peterhead - Inverugie 132kV OHL Works | A1 | OT | 613.2871 | Redacted | Redacted | Redacted | Redacted | Redacted | Redacted | Redacted | Redacted | Redacted | Redacted | Redacted | Redacted | Redacted | Redacted | Redacted | Redacted | Redacted | Redacted | Redacted | Redacted | Redacted | Redacted | Redacted | Redacted | Redacted | Redacted | Redacted | Redacted | Redacted | Redacted | Redacted | Redacted | Redacted | Redacted | Redacted | Redacted | Redacted | Redacted | Redacted | Redacted | Redacted | Redacted | Redacted | Redacted | Redacted | Redacted | Redacted | Redacted | Redacted | Redacted | Redacted | Redacted | Redacted | Redacted | Redacted | Redacted | Redacted | Redacted | Redacted | Redacted | Redacted | Redacted | Redacted | Redacted | Redacted | Redacted | Redacted | Redacted | Redacted
ET | SHET | SHNLT2019 | Tealing Substation Works | A1 | TX | 42.0961 | Redacted | Redacted | Redacted | Redacted | Redacted | Redacted | Redacted | Redacted | Redacted | Redacted | Redacted | Redacted | Redacted | Redacted | Redacted | Redacted | Redacted | Redacted | Redacted | Redacted | Redacted | Redacted | Redacted | Redacted | Redacted | Redacted | Redacted | Redacted | Redacted | Redacted | Redacted | Redacted | Redacted | Redacted | Redacted | Redacted | Redacted | Redacted | Redacted | Redacted | Redacted | Redacted | Redacted | Redacted | Redacted | Redacted | Redacted | Redacted | Redacted | Redacted | Redacted | Redacted | Redacted | Redacted | Redacted | Redacted | Redacted | Redacted | Redacted | Redacted | Redacted | Redacted | Redacted | Redacted | Redacted | Redacted | Redacted | Redacted | Redacted
ET | SHET | SHNLT202 | Whistlefield - Dunoon 132kV OHL Works | A1 | OT | 254.4499 | Redacted | Redacted | Redacted | Redacted | Redacted | Redacted | Redacted | Redacted | Redacted | Redacted | Redacted | Redacted | Redacted | Redacted | Redacted | Redacted | Redacted | Redacted | Redacted | Redacted | Redacted | Redacted | Redacted | Redacted | Redacted | Redacted | Redacted | Redacted | Redacted | Redacted | Redacted | Redacted | Redacted | Redacted | Redacted | Redacted | Redacted | Redacted | Redacted | Redacted | Redacted | Redacted | Redacted | Redacted | Redacted | Redacted | Redacted | Redacted | Redacted | Redacted | Redacted | Redacted | Redacted | Redacted | Redacted | Redacted | Redacted | Redacted | Redacted | Redacted | Redacted | Redacted | Redacted | Redacted | Redacted | Redacted | Redacted | Redacted | Redacted
ET | SHET | SHNLT2020 | Peterhead Substation Works | A1 | TX | 21.2504 | Redacted | Redacted | Redacted | Redacted | Redacted | Redacted | Redacted | Redacted | Redacted | Redacted | Redacted | Redacted | Redacted | Redacted | Redacted | Redacted | Redacted | Redacted | Redacted | Redacted | Redacted | Redacted | Redacted | Redacted | Redacted | Redacted | Redacted | Redacted | Redacted | Redacted | Redacted | Redacted | Redacted | Redacted | Redacted | Redacted | Redacted | Redacted | Redacted | Redacted | Redacted | Redacted | Redacted | Redacted | Redacted | Redacted | Redacted | Redacted | Redacted | Redacted | Redacted | Redacted | Redacted | Redacted | Redacted | Redacted | Redacted | Redacted | Redacted | Redacted | Redacted | Redacted | Redacted | Redacted | Redacted | Redacted | Redacted | Redacted | Redacted
ET | SHET | SHNLT2021 | Kintore Substation Works | A1 | TX | 233.8198 | Redacted | Redacted | Redacted | Redacted | Redacted | Redacted | Redacted | Redacted | Redacted | Redacted | Redacted | Redacted | Redacted | Redacted | Redacted | Redacted | Redacted | Redacted | Redacted | Redacted | Redacted | Redacted | Redacted | Redacted | Redacted | Redacted | Redacted | Redacted | Redacted | Redacted | Redacted | Redacted | Redacted | Redacted | Redacted | Redacted | Redacted | Redacted | Redacted | Redacted | Redacted | Redacted | Redacted | Redacted | Redacted | Redacted | Redacted | Redacted | Redacted | Redacted | Redacted | Redacted | Redacted | Redacted | Redacted | Redacted | Redacted | Redacted | Redacted | Redacted | Redacted | Redacted | Redacted | Redacted | Redacted | Redacted | Redacted | Redacted | Redacted
ET | SHET | SHNLT2022 | Keith Substation Works | A1 | CB | 1.5818 | Redacted | Redacted | Redacted | Redacted | Redacted | Redacted | Redacted | Redacted | Redacted | Redacted | Redacted | Redacted | Redacted | Redacted | Redacted | Redacted | Redacted | Redacted | Redacted | Redacted | Redacted | Redacted | Redacted | Redacted | Redacted | Redacted | Redacted | Redacted | Redacted | Redacted | Redacted | Redacted | Redacted | Redacted | Redacted | Redacted | Redacted | Redacted | Redacted | Redacted | Redacted | Redacted | Redacted | Redacted | Redacted | Redacted | Redacted | Redacted | Redacted | Redacted | Redacted | Redacted | Redacted | Redacted | Redacted | Redacted | Redacted | Redacted | Redacted | Redacted | Redacted | Redacted | Redacted | Redacted | Redacted | Redacted | Redacted | Redacted | Redacted
ET | SHET | SHNLT2023 | Willowdale Substation Works | A1 | TX | 19.272 | Redacted | Redacted | Redacted | Redacted | Redacted | Redacted | Redacted | Redacted | Redacted | Redacted | Redacted | Redacted | Redacted | Redacted | Redacted | Redacted | Redacted | Redacted | Redacted | Redacted | Redacted | Redacted | Redacted | Redacted | Redacted | Redacted | Redacted | Redacted | Redacted | Redacted | Redacted | Redacted | Redacted | Redacted | Redacted | Redacted | Redacted | Redacted | Redacted | Redacted | Redacted | Redacted | Redacted | Redacted | Redacted | Redacted | Redacted | Redacted | Redacted | Redacted | Redacted | Redacted | Redacted | Redacted | Redacted | Redacted | Redacted | Redacted | Redacted | Redacted | Redacted | Redacted | Redacted | Redacted | Redacted | Redacted | Redacted | Redacted | Redacted
ET | SHET | SHNLT2024 | Redmoss Substation Works | A1 | TX | 0.92649 | Redacted | Redacted | Redacted | Redacted | Redacted | Redacted | Redacted | Redacted | Redacted | Redacted | Redacted | Redacted | Redacted | Redacted | Redacted | Redacted | Redacted | Redacted | Redacted | Redacted | Redacted | Redacted | Redacted | Redacted | Redacted | Redacted | Redacted | Redacted | Redacted | Redacted | Redacted | Redacted | Redacted | Redacted | Redacted | Redacted | Redacted | Redacted | Redacted | Redacted | Redacted | Redacted | Redacted | Redacted | Redacted | Redacted | Redacted | Redacted | Redacted | Redacted | Redacted | Redacted | Redacted | Redacted | Redacted | Redacted | Redacted | Redacted | Redacted | Redacted | Redacted | Redacted | Redacted | Redacted | Redacted | Redacted | Redacted | Redacted | Redacted
ET | SHET | SHNLT2025 | Redmoss - Clayhills Cable Works | A1 | UC | 267.5077 | Redacted | Redacted | Redacted | Redacted | Redacted | Redacted | Redacted | Redacted | Redacted | Redacted | Redacted | Redacted | Redacted | Redacted | Redacted | Redacted | Redacted | Redacted | Redacted | Redacted | Redacted | Redacted | Redacted | Redacted | Redacted | Redacted | Redacted | Redacted | Redacted | Redacted | Redacted | Redacted | Redacted | Redacted | Redacted | Redacted | Redacted | Redacted | Redacted | Redacted | Redacted | Redacted | Redacted | Redacted | Redacted | Redacted | Redacted | Redacted | Redacted | Redacted | Redacted | Redacted | Redacted | Redacted | Redacted | Redacted | Redacted | Redacted | Redacted | Redacted | Redacted | Redacted | Redacted | Redacted | Redacted | Redacted | Redacted | Redacted | Redacted
ET | SHET | SHNLT2027 | Elmwood - Glenagnes Cable Works | A1 | UC | 151.0453 | Redacted | Redacted | Redacted | Redacted | Redacted | Redacted | Redacted | Redacted | Redacted | Redacted | Redacted | Redacted | Redacted | Redacted | Redacted | Redacted | Redacted | Redacted | Redacted | Redacted | Redacted | Redacted | Redacted | Redacted | Redacted | Redacted | Redacted | Redacted | Redacted | Redacted | Redacted | Redacted | Redacted | Redacted | Redacted | Redacted | Redacted | Redacted | Redacted | Redacted | Redacted | Redacted | Redacted | Redacted | Redacted | Redacted | Redacted | Redacted | Redacted | Redacted | Redacted | Redacted | Redacted | Redacted | Redacted | Redacted | Redacted | Redacted | Redacted | Redacted | Redacted | Redacted | Redacted | Redacted | Redacted | Redacted | Redacted | Redacted | Redacted
ET | SHET | SHNLT2028 | Harris - Stornoway 132kV OHL Works | A1 | OF | 6318.9205 | Redacted | Redacted | Redacted | Redacted | Redacted | Redacted | Redacted | Redacted | Redacted | Redacted | Redacted | Redacted | Redacted | Redacted | Redacted | Redacted | Redacted | Redacted | Redacted | Redacted | Redacted | Redacted | Redacted | Redacted | Redacted | Redacted | Redacted | Redacted | Redacted | Redacted | Redacted | Redacted | Redacted | Redacted | Redacted | Redacted | Redacted | Redacted | Redacted | Redacted | Redacted | Redacted | Redacted | Redacted | Redacted | Redacted | Redacted | Redacted | Redacted | Redacted | Redacted | Redacted | Redacted | Redacted | Redacted | Redacted | Redacted | Redacted | Redacted | Redacted | Redacted | Redacted | Redacted | Redacted | Redacted | Redacted | Redacted | Redacted | Redacted
ET | SHET | SHNLT203 | Sloy - Windyhill East 132kV OHL Works | A1 | OF | 58.2754 | Redacted | Redacted | Redacted | Redacted | Redacted | Redacted | Redacted | Redacted | Redacted | Redacted | Redacted | Redacted | Redacted | Redacted | Redacted | Redacted | Redacted | Redacted | Redacted | Redacted | Redacted | Redacted | Redacted | Redacted | Redacted | Redacted | Redacted | Redacted | Redacted | Redacted | Redacted | Redacted | Redacted | Redacted | Redacted | Redacted | Redacted | Redacted | Redacted | Redacted | Redacted | Redacted | Redacted | Redacted | Redacted | Redacted | Redacted | Redacted | Redacted | Redacted | Redacted | Redacted | Redacted | Redacted | Redacted | Redacted | Redacted | Redacted | Redacted | Redacted | Redacted | Redacted | Redacted | Redacted | Redacted | Redacted | Redacted | Redacted | Redacted
ET | SHET | SHNLT204 | Sloy Substation Works | A1 | TX | 11.7283 | Redacted | Redacted | Redacted | Redacted | Redacted | Redacted | Redacted | Redacted | Redacted | Redacted | Redacted | Redacted | Redacted | Redacted | Redacted | Redacted | Redacted | Redacted | Redacted | Redacted | Redacted | Redacted | Redacted | Redacted | Redacted | Redacted | Redacted | Redacted | Redacted | Redacted | Redacted | Redacted | Redacted | Redacted | Redacted | Redacted | Redacted | Redacted | Redacted | Redacted | Redacted | Redacted | Redacted | Redacted | Redacted | Redacted | Redacted | Redacted | Redacted | Redacted | Redacted | Redacted | Redacted | Redacted | Redacted | Redacted | Redacted | Redacted | Redacted | Redacted | Redacted | Redacted | Redacted | Redacted | Redacted | Redacted | Redacted | Redacted | Redacted
ET | SHET | SHNLT205 | Beauly / Aigas-Deanie 132kV OHL Works | A1 | OC | 5.7547 | Redacted | Redacted | Redacted | Redacted | Redacted | Redacted | Redacted | Redacted | Redacted | Redacted | Redacted | Redacted | Redacted | Redacted | Redacted | Redacted | Redacted | Redacted | Redacted | Redacted | Redacted | Redacted | Redacted | Redacted | Redacted | Redacted | Redacted | Redacted | Redacted | Redacted | Redacted | Redacted | Redacted | Redacted | Redacted | Redacted | Redacted | Redacted | Redacted | Redacted | Redacted | Redacted | Redacted | Redacted | Redacted | Redacted | Redacted | Redacted | Redacted | Redacted | Redacted | Redacted | Redacted | Redacted | Redacted | Redacted | Redacted | Redacted | Redacted | Redacted | Redacted | Redacted | Redacted | Redacted | Redacted | Redacted | Redacted | Redacted | Redacted
ET | SHET | SHNLT207 | Kilmorack Aigas Substation Works | A1 | TX | 14.6735 | Redacted | Redacted | Redacted | Redacted | Redacted | Redacted | Redacted | Redacted | Redacted | Redacted | Redacted | Redacted | Redacted | Redacted | Redacted | Redacted | Redacted | Redacted | Redacted | Redacted | Redacted | Redacted | Redacted | Redacted | Redacted | Redacted | Redacted | Redacted | Redacted | Redacted | Redacted | Redacted | Redacted | Redacted | Redacted | Redacted | Redacted | Redacted | Redacted | Redacted | Redacted | Redacted | Redacted | Redacted | Redacted | Redacted | Redacted | Redacted | Redacted | Redacted | Redacted | Redacted | Redacted | Redacted | Redacted | Redacted | Redacted | Redacted | Redacted | Redacted | Redacted | Redacted | Redacted | Redacted | Redacted | Redacted | Redacted | Redacted | Redacted
ET | SHET | SHNLT208 | Culligran Substation Works | A1 | TX | 18.893 | Redacted | Redacted | Redacted | Redacted | Redacted | Redacted | Redacted | Redacted | Redacted | Redacted | Redacted | Redacted | Redacted | Redacted | Redacted | Redacted | Redacted | Redacted | Redacted | Redacted | Redacted | Redacted | Redacted | Redacted | Redacted | Redacted | Redacted | Redacted | Redacted | Redacted | Redacted | Redacted | Redacted | Redacted | Redacted | Redacted | Redacted | Redacted | Redacted | Redacted | Redacted | Redacted | Redacted | Redacted | Redacted | Redacted | Redacted | Redacted | Redacted | Redacted | Redacted | Redacted | Redacted | Redacted | Redacted | Redacted | Redacted | Redacted | Redacted | Redacted | Redacted | Redacted | Redacted | Redacted | Redacted | Redacted | Redacted | Redacted | Redacted
ET | SHET | SHNLT209 | Deanie Substation Works | A1 | TX | 12.2744 | Redacted | Redacted | Redacted | Redacted | Redacted | Redacted | Redacted | Redacted | Redacted | Redacted | Redacted | Redacted | Redacted | Redacted | Redacted | Redacted | Redacted | Redacted | Redacted | Redacted | Redacted | Redacted | Redacted | Redacted | Redacted | Redacted | Redacted | Redacted | Redacted | Redacted | Redacted | Redacted | Redacted | Redacted | Redacted | Redacted | Redacted | Redacted | Redacted | Redacted | Redacted | Redacted | Redacted | Redacted | Redacted | Redacted | Redacted | Redacted | Redacted | Redacted | Redacted | Redacted | Redacted | Redacted | Redacted | Redacted | Redacted | Redacted | Redacted | Redacted | Redacted | Redacted | Redacted | Redacted | Redacted | Redacted | Redacted | Redacted | Redacted
ET | SHET | SHNLT2013 | Quoich Tee Substation Works | A3 | OC | -15.581 | Redacted | Redacted | Redacted | Redacted | Redacted | Redacted | Redacted | Redacted | Redacted | Redacted | Redacted | Redacted | Redacted | Redacted | Redacted | Redacted | Redacted | Redacted | Redacted | Redacted | Redacted | Redacted | Redacted | Redacted | Redacted | Redacted | Redacted | Redacted | Redacted | Redacted | Redacted | Redacted | Redacted | Redacted | Redacted | Redacted | Redacted | Redacted | Redacted | Redacted | Redacted | Redacted | Redacted | Redacted | Redacted | Redacted | Redacted | Redacted | Redacted | Redacted | Redacted | Redacted | Redacted | Redacted | Redacted | Redacted | Redacted | Redacted | Redacted | Redacted | Redacted | Redacted | Redacted | Redacted | Redacted | Redacted | Redacted | Redacted | Redacted
ET | SHET | SHNLT2031 | St Fergus Mobil | A3 | UC | -35.871 | Redacted | Redacted | Redacted | Redacted | Redacted | Redacted | Redacted | Redacted | Redacted | Redacted | Redacted | Redacted | Redacted | Redacted | Redacted | Redacted | Redacted | Redacted | Redacted | Redacted | Redacted | Redacted | Redacted | Redacted | Redacted | Redacted | Redacted | Redacted | Redacted | Redacted | Redacted | Redacted | Redacted | Redacted | Redacted | Redacted | Redacted | Redacted | Redacted | Redacted | Redacted | Redacted | Redacted | Redacted | Redacted | Redacted | Redacted | Redacted | Redacted | Redacted | Redacted | Redacted | Redacted | Redacted | Redacted | Redacted | Redacted | Redacted | Redacted | Redacted | Redacted | Redacted | Redacted | Redacted | Redacted | Redacted | Redacted | Redacted | Redacted
ET | SHET | SHNLT2015 | Tummel Bridge Substation Works | A3 | CB | 0 | Redacted | Redacted | Redacted | Redacted | Redacted | Redacted | Redacted | Redacted | Redacted | Redacted | Redacted | Redacted | Redacted | Redacted | Redacted | Redacted | Redacted | Redacted | Redacted | Redacted | Redacted | Redacted | Redacted | Redacted | Redacted | Redacted | Redacted | Redacted | Redacted | Redacted | Redacted | Redacted | Redacted | Redacted | Redacted | Redacted | Redacted | Redacted | Redacted | Redacted | Redacted | Redacted | Redacted | Redacted | Redacted | Redacted | Redacted | Redacted | Redacted | Redacted | Redacted | Redacted | Redacted | Redacted | Redacted | Redacted | Redacted | Redacted | Redacted | Redacted | Redacted | Redacted | Redacted | Redacted | Redacted | Redacted | Redacted | Redacted | Redacted
- | - | - | - | 0 | 0 | 0 | 0 | 0 | 0 | 0 | 0 | 0 | 0 | 0 | 0 | 0 | 0 | 0 | 0 | 0 | 0 | 0 | 0 | 0 | 0 | 0 | 0 | 0 | 0 | 0 | 0 | 0 | 0 | 0 | 0 | 0 | 0 | 0 | 0 | 0 | 0 | 0 | 0 | 0 | 0 | 0 | 0 | 0 | 0 | 0 | 0 | 0 | 0 | 0 | 0 | 0 | 0 | 0 | 0 | 0 | 0 | 0 | 0 | 0 | 0 | 0 | 0 | 0 | 0 | 0 | 0 | 0 | 0 | 0 | 0
- | - | - | - | 0 | 0 | 0 | 0 | 0 | 0 | 0 | 0 | 0 | 0 | 0 | 0 | 0 | 0 | 0 | 0 | 0 | 0 | 0 | 0 | 0 | 0 | 0 | 0 | 0 | 0 | 0 | 0 | 0 | 0 | 0 | 0 | 0 | 0 | 0 | 0 | 0 | 0 | 0 | 0 | 0 | 0 | 0 | 0 | 0 | 0 | 0 | 0 | 0 | 0 | 0 | 0 | 0 | 0 | 0 | 0 | 0 | 0 | 0 | 0 | 0 | 0 | 0 | 0 | 0 | 0 | 0 | 0 | 0 | 0 | 0 | 0
- | - | - | - | 0 | 0 | 0 | 0 | 0 | 0 | 0 | 0 | 0 | 0 | 0 | 0 | 0 | 0 | 0 | 0 | 0 | 0 | 0 | 0 | 0 | 0 | 0 | 0 | 0 | 0 | 0 | 0 | 0 | 0 | 0 | 0 | 0 | 0 | 0 | 0 | 0 | 0 | 0 | 0 | 0 | 0 | 0 | 0 | 0 | 0 | 0 | 0 | 0 | 0 | 0 | 0 | 0 | 0 | 0 | 0 | 0 | 0 | 0 | 0 | 0 | 0 | 0 | 0 | 0 | 0 | 0 | 0 | 0 | 0 | 0 | 0
- | - | - | - | 0 | 0 | 0 | 0 | 0 | 0 | 0 | 0 | 0 | 0 | 0 | 0 | 0 | 0 | 0 | 0 | 0 | 0 | 0 | 0 | 0 | 0 | 0 | 0 | 0 | 0 | 0 | 0 | 0 | 0 | 0 | 0 | 0 | 0 | 0 | 0 | 0 | 0 | 0 | 0 | 0 | 0 | 0 | 0 | 0 | 0 | 0 | 0 | 0 | 0 | 0 | 0 | 0 | 0 | 0 | 0 | 0 | 0 | 0 | 0 | 0 | 0 | 0 | 0 | 0 | 0 | 0 | 0 | 0 | 0 | 0 | 0
- | - | - | - | 0 | 0 | 0 | 0 | 0 | 0 | 0 | 0 | 0 | 0 | 0 | 0 | 0 | 0 | 0 | 0 | 0 | 0 | 0 | 0 | 0 | 0 | 0 | 0 | 0 | 0 | 0 | 0 | 0 | 0 | 0 | 0 | 0 | 0 | 0 | 0 | 0 | 0 | 0 | 0 | 0 | 0 | 0 | 0 | 0 | 0 | 0 | 0 | 0 | 0 | 0 | 0 | 0 | 0 | 0 | 0 | 0 | 0 | 0 | 0 | 0 | 0 | 0 | 0 | 0 | 0 | 0 | 0 | 0 | 0 | 0 | 0
- | - | - | - | 0 | 0 | 0 | 0 | 0 | 0 | 0 | 0 | 0 | 0 | 0 | 0 | 0 | 0 | 0 | 0 | 0 | 0 | 0 | 0 | 0 | 0 | 0 | 0 | 0 | 0 | 0 | 0 | 0 | 0 | 0 | 0 | 0 | 0 | 0 | 0 | 0 | 0 | 0 | 0 | 0 | 0 | 0 | 0 | 0 | 0 | 0 | 0 | 0 | 0 | 0 | 0 | 0 | 0 | 0 | 0 | 0 | 0 | 0 | 0 | 0 | 0 | 0 | 0 | 0 | 0 | 0 | 0 | 0 | 0 | 0 | 0
- | - | - | - | 0 | 0 | 0 | 0 | 0 | 0 | 0 | 0 | 0 | 0 | 0 | 0 | 0 | 0 | 0 | 0 | 0 | 0 | 0 | 0 | 0 | 0 | 0 | 0 | 0 | 0 | 0 | 0 | 0 | 0 | 0 | 0 | 0 | 0 | 0 | 0 | 0 | 0 | 0 | 0 | 0 | 0 | 0 | 0 | 0 | 0 | 0 | 0 | 0 | 0 | 0 | 0 | 0 | 0 | 0 | 0 | 0 | 0 | 0 | 0 | 0 | 0 | 0 | 0 | 0 | 0 | 0 | 0 | 0 | 0 | 0 | 0
- | - | - | - | 0 | 0 | 0 | 0 | 0 | 0 | 0 | 0 | 0 | 0 | 0 | 0 | 0 | 0 | 0 | 0 | 0 | 0 | 0 | 0 | 0 | 0 | 0 | 0 | 0 | 0 | 0 | 0 | 0 | 0 | 0 | 0 | 0 | 0 | 0 | 0 | 0 | 0 | 0 | 0 | 0 | 0 | 0 | 0 | 0 | 0 | 0 | 0 | 0 | 0 | 0 | 0 | 0 | 0 | 0 | 0 | 0 | 0 | 0 | 0 | 0 | 0 | 0 | 0 | 0 | 0 | 0 | 0 | 0 | 0 | 0 | 0
- | - | - | - | 0 | 0 | 0 | 0 | 0 | 0 | 0 | 0 | 0 | 0 | 0 | 0 | 0 | 0 | 0 | 0 | 0 | 0 | 0 | 0 | 0 | 0 | 0 | 0 | 0 | 0 | 0 | 0 | 0 | 0 | 0 | 0 | 0 | 0 | 0 | 0 | 0 | 0 | 0 | 0 | 0 | 0 | 0 | 0 | 0 | 0 | 0 | 0 | 0 | 0 | 0 | 0 | 0 | 0 | 0 | 0 | 0 | 0 | 0 | 0 | 0 | 0 | 0 | 0 | 0 | 0 | 0 | 0 | 0 | 0 | 0 | 0
- | - | - | - | 0 | 0 | 0 | 0 | 0 | 0 | 0 | 0 | 0 | 0 | 0 | 0 | 0 | 0 | 0 | 0 | 0 | 0 | 0 | 0 | 0 | 0 | 0 | 0 | 0 | 0 | 0 | 0 | 0 | 0 | 0 | 0 | 0 | 0 | 0 | 0 | 0 | 0 | 0 | 0 | 0 | 0 | 0 | 0 | 0 | 0 | 0 | 0 | 0 | 0 | 0 | 0 | 0 | 0 | 0 | 0 | 0 | 0 | 0 | 0 | 0 | 0 | 0 | 0 | 0 | 0 | 0 | 0 | 0 | 0 | 0 | 0
- | - | - | - | 0 | 0 | 0 | 0 | 0 | 0 | 0 | 0 | 0 | 0 | 0 | 0 | 0 | 0 | 0 | 0 | 0 | 0 | 0 | 0 | 0 | 0 | 0 | 0 | 0 | 0 | 0 | 0 | 0 | 0 | 0 | 0 | 0 | 0 | 0 | 0 | 0 | 0 | 0 | 0 | 0 | 0 | 0 | 0 | 0 | 0 | 0 | 0 | 0 | 0 | 0 | 0 | 0 | 0 | 0 | 0 | 0 | 0 | 0 | 0 | 0 | 0 | 0 | 0 | 0 | 0 | 0 | 0 | 0 | 0 | 0 | 0
- | - | - | - | 0 | 0 | 0 | 0 | 0 | 0 | 0 | 0 | 0 | 0 | 0 | 0 | 0 | 0 | 0 | 0 | 0 | 0 | 0 | 0 | 0 | 0 | 0 | 0 | 0 | 0 | 0 | 0 | 0 | 0 | 0 | 0 | 0 | 0 | 0 | 0 | 0 | 0 | 0 | 0 | 0 | 0 | 0 | 0 | 0 | 0 | 0 | 0 | 0 | 0 | 0 | 0 | 0 | 0 | 0 | 0 | 0 | 0 | 0 | 0 | 0 | 0 | 0 | 0 | 0 | 0 | 0 | 0 | 0 | 0 | 0 | 0
- | - | - | - | 0 | 0 | 0 | 0 | 0 | 0 | 0 | 0 | 0 | 0 | 0 | 0 | 0 | 0 | 0 | 0 | 0 | 0 | 0 | 0 | 0 | 0 | 0 | 0 | 0 | 0 | 0 | 0 | 0 | 0 | 0 | 0 | 0 | 0 | 0 | 0 | 0 | 0 | 0 | 0 | 0 | 0 | 0 | 0 | 0 | 0 | 0 | 0 | 0 | 0 | 0 | 0 | 0 | 0 | 0 | 0 | 0 | 0 | 0 | 0 | 0 | 0 | 0 | 0 | 0 | 0 | 0 | 0 | 0 | 0 | 0 | 0
- | - | - | - | 0 | 0 | 0 | 0 | 0 | 0 | 0 | 0 | 0 | 0 | 0 | 0 | 0 | 0 | 0 | 0 | 0 | 0 | 0 | 0 | 0 | 0 | 0 | 0 | 0 | 0 | 0 | 0 | 0 | 0 | 0 | 0 | 0 | 0 | 0 | 0 | 0 | 0 | 0 | 0 | 0 | 0 | 0 | 0 | 0 | 0 | 0 | 0 | 0 | 0 | 0 | 0 | 0 | 0 | 0 | 0 | 0 | 0 | 0 | 0 | 0 | 0 | 0 | 0 | 0 | 0 | 0 | 0 | 0 | 0 | 0 | 0
- | - | - | - | 0 | 0 | 0 | 0 | 0 | 0 | 0 | 0 | 0 | 0 | 0 | 0 | 0 | 0 | 0 | 0 | 0 | 0 | 0 | 0 | 0 | 0 | 0 | 0 | 0 | 0 | 0 | 0 | 0 | 0 | 0 | 0 | 0 | 0 | 0 | 0 | 0 | 0 | 0 | 0 | 0 | 0 | 0 | 0 | 0 | 0 | 0 | 0 | 0 | 0 | 0 | 0 | 0 | 0 | 0 | 0 | 0 | 0 | 0 | 0 | 0 | 0 | 0 | 0 | 0 | 0 | 0 | 0 | 0 | 0 | 0 | 0
- | - | - | - | 0 | 0 | 0 | 0 | 0 | 0 | 0 | 0 | 0 | 0 | 0 | 0 | 0 | 0 | 0 | 0 | 0 | 0 | 0 | 0 | 0 | 0 | 0 | 0 | 0 | 0 | 0 | 0 | 0 | 0 | 0 | 0 | 0 | 0 | 0 | 0 | 0 | 0 | 0 | 0 | 0 | 0 | 0 | 0 | 0 | 0 | 0 | 0 | 0 | 0 | 0 | 0 | 0 | 0 | 0 | 0 | 0 | 0 | 0 | 0 | 0 | 0 | 0 | 0 | 0 | 0 | 0 | 0 | 0 | 0 | 0 | 0
- | - | - | - | 0 | 0 | 0 | 0 | 0 | 0 | 0 | 0 | 0 | 0 | 0 | 0 | 0 | 0 | 0 | 0 | 0 | 0 | 0 | 0 | 0 | 0 | 0 | 0 | 0 | 0 | 0 | 0 | 0 | 0 | 0 | 0 | 0 | 0 | 0 | 0 | 0 | 0 | 0 | 0 | 0 | 0 | 0 | 0 | 0 | 0 | 0 | 0 | 0 | 0 | 0 | 0 | 0 | 0 | 0 | 0 | 0 | 0 | 0 | 0 | 0 | 0 | 0 | 0 | 0 | 0 | 0 | 0 | 0 | 0 | 0 | 0
- | - | - | - | 0 | 0 | 0 | 0 | 0 | 0 | 0 | 0 | 0 | 0 | 0 | 0 | 0 | 0 | 0 | 0 | 0 | 0 | 0 | 0 | 0 | 0 | 0 | 0 | 0 | 0 | 0 | 0 | 0 | 0 | 0 | 0 | 0 | 0 | 0 | 0 | 0 | 0 | 0 | 0 | 0 | 0 | 0 | 0 | 0 | 0 | 0 | 0 | 0 | 0 | 0 | 0 | 0 | 0 | 0 | 0 | 0 | 0 | 0 | 0 | 0 | 0 | 0 | 0 | 0 | 0 | 0 | 0 | 0 | 0 | 0 | 0
- | - | - | - | 0 | 0 | 0 | 0 | 0 | 0 | 0 | 0 | 0 | 0 | 0 | 0 | 0 | 0 | 0 | 0 | 0 | 0 | 0 | 0 | 0 | 0 | 0 | 0 | 0 | 0 | 0 | 0 | 0 | 0 | 0 | 0 | 0 | 0 | 0 | 0 | 0 | 0 | 0 | 0 | 0 | 0 | 0 | 0 | 0 | 0 | 0 | 0 | 0 | 0 | 0 | 0 | 0 | 0 | 0 | 0 | 0 | 0 | 0 | 0 | 0 | 0 | 0 | 0 | 0 | 0 | 0 | 0 | 0 | 0 | 0 | 0
- | - | - | - | 0 | 0 | 0 | 0 | 0 | 0 | 0 | 0 | 0 | 0 | 0 | 0 | 0 | 0 | 0 | 0 | 0 | 0 | 0 | 0 | 0 | 0 | 0 | 0 | 0 | 0 | 0 | 0 | 0 | 0 | 0 | 0 | 0 | 0 | 0 | 0 | 0 | 0 | 0 | 0 | 0 | 0 | 0 | 0 | 0 | 0 | 0 | 0 | 0 | 0 | 0 | 0 | 0 | 0 | 0 | 0 | 0 | 0 | 0 | 0 | 0 | 0 | 0 | 0 | 0 | 0 | 0 | 0 | 0 | 0 | 0 | 0
- | - | - | - | 0 | 0 | 0 | 0 | 0 | 0 | 0 | 0 | 0 | 0 | 0 | 0 | 0 | 0 | 0 | 0 | 0 | 0 | 0 | 0 | 0 | 0 | 0 | 0 | 0 | 0 | 0 | 0 | 0 | 0 | 0 | 0 | 0 | 0 | 0 | 0 | 0 | 0 | 0 | 0 | 0 | 0 | 0 | 0 | 0 | 0 | 0 | 0 | 0 | 0 | 0 | 0 | 0 | 0 | 0 | 0 | 0 | 0 | 0 | 0 | 0 | 0 | 0 | 0 | 0 | 0 | 0 | 0 | 0 | 0 | 0 | 0
- | - | - | - | 0 | 0 | 0 | 0 | 0 | 0 | 0 | 0 | 0 | 0 | 0 | 0 | 0 | 0 | 0 | 0 | 0 | 0 | 0 | 0 | 0 | 0 | 0 | 0 | 0 | 0 | 0 | 0 | 0 | 0 | 0 | 0 | 0 | 0 | 0 | 0 | 0 | 0 | 0 | 0 | 0 | 0 | 0 | 0 | 0 | 0 | 0 | 0 | 0 | 0 | 0 | 0 | 0 | 0 | 0 | 0 | 0 | 0 | 0 | 0 | 0 | 0 | 0 | 0 | 0 | 0 | 0 | 0 | 0 | 0 | 0 | 0
- | - | - | - | 0 | 0 | 0 | 0 | 0 | 0 | 0 | 0 | 0 | 0 | 0 | 0 | 0 | 0 | 0 | 0 | 0 | 0 | 0 | 0 | 0 | 0 | 0 | 0 | 0 | 0 | 0 | 0 | 0 | 0 | 0 | 0 | 0 | 0 | 0 | 0 | 0 | 0 | 0 | 0 | 0 | 0 | 0 | 0 | 0 | 0 | 0 | 0 | 0 | 0 | 0 | 0 | 0 | 0 | 0 | 0 | 0 | 0 | 0 | 0 | 0 | 0 | 0 | 0 | 0 | 0 | 0 | 0 | 0 | 0 | 0 | 0
- | - | - | - | 0 | 0 | 0 | 0 | 0 | 0 | 0 | 0 | 0 | 0 | 0 | 0 | 0 | 0 | 0 | 0 | 0 | 0 | 0 | 0 | 0 | 0 | 0 | 0 | 0 | 0 | 0 | 0 | 0 | 0 | 0 | 0 | 0 | 0 | 0 | 0 | 0 | 0 | 0 | 0 | 0 | 0 | 0 | 0 | 0 | 0 | 0 | 0 | 0 | 0 | 0 | 0 | 0 | 0 | 0 | 0 | 0 | 0 | 0 | 0 | 0 | 0 | 0 | 0 | 0 | 0 | 0 | 0 | 0 | 0 | 0 | 0
- | - | - | - | 0 | 0 | 0 | 0 | 0 | 0 | 0 | 0 | 0 | 0 | 0 | 0 | 0 | 0 | 0 | 0 | 0 | 0 | 0 | 0 | 0 | 0 | 0 | 0 | 0 | 0 | 0 | 0 | 0 | 0 | 0 | 0 | 0 | 0 | 0 | 0 | 0 | 0 | 0 | 0 | 0 | 0 | 0 | 0 | 0 | 0 | 0 | 0 | 0 | 0 | 0 | 0 | 0 | 0 | 0 | 0 | 0 | 0 | 0 | 0 | 0 | 0 | 0 | 0 | 0 | 0 | 0 | 0 | 0 | 0 | 0 | 0
- | - | - | - | 0 | 0 | 0 | 0 | 0 | 0 | 0 | 0 | 0 | 0 | 0 | 0 | 0 | 0 | 0 | 0 | 0 | 0 | 0 | 0 | 0 | 0 | 0 | 0 | 0 | 0 | 0 | 0 | 0 | 0 | 0 | 0 | 0 | 0 | 0 | 0 | 0 | 0 | 0 | 0 | 0 | 0 | 0 | 0 | 0 | 0 | 0 | 0 | 0 | 0 | 0 | 0 | 0 | 0 | 0 | 0 | 0 | 0 | 0 | 0 | 0 | 0 | 0 | 0 | 0 | 0 | 0 | 0 | 0 | 0 | 0 | 0
- | - | - | - | 0 | 0 | 0 | 0 | 0 | 0 | 0 | 0 | 0 | 0 | 0 | 0 | 0 | 0 | 0 | 0 | 0 | 0 | 0 | 0 | 0 | 0 | 0 | 0 | 0 | 0 | 0 | 0 | 0 | 0 | 0 | 0 | 0 | 0 | 0 | 0 | 0 | 0 | 0 | 0 | 0 | 0 | 0 | 0 | 0 | 0 | 0 | 0 | 0 | 0 | 0 | 0 | 0 | 0 | 0 | 0 | 0 | 0 | 0 | 0 | 0 | 0 | 0 | 0 | 0 | 0 | 0 | 0 | 0 | 0 | 0 | 0
- | - | - | - | 0 | 0 | 0 | 0 | 0 | 0 | 0 | 0 | 0 | 0 | 0 | 0 | 0 | 0 | 0 | 0 | 0 | 0 | 0 | 0 | 0 | 0 | 0 | 0 | 0 | 0 | 0 | 0 | 0 | 0 | 0 | 0 | 0 | 0 | 0 | 0 | 0 | 0 | 0 | 0 | 0 | 0 | 0 | 0 | 0 | 0 | 0 | 0 | 0 | 0 | 0 | 0 | 0 | 0 | 0 | 0 | 0 | 0 | 0 | 0 | 0 | 0 | 0 | 0 | 0 | 0 | 0 | 0 | 0 | 0 | 0 | 0
- | - | - | - | 0 | 0 | 0 | 0 | 0 | 0 | 0 | 0 | 0 | 0 | 0 | 0 | 0 | 0 | 0 | 0 | 0 | 0 | 0 | 0 | 0 | 0 | 0 | 0 | 0 | 0 | 0 | 0 | 0 | 0 | 0 | 0 | 0 | 0 | 0 | 0 | 0 | 0 | 0 | 0 | 0 | 0 | 0 | 0 | 0 | 0 | 0 | 0 | 0 | 0 | 0 | 0 | 0 | 0 | 0 | 0 | 0 | 0 | 0 | 0 | 0 | 0 | 0 | 0 | 0 | 0 | 0 | 0 | 0 | 0 | 0 | 0
- | - | - | - | 0 | 0 | 0 | 0 | 0 | 0 | 0 | 0 | 0 | 0 | 0 | 0 | 0 | 0 | 0 | 0 | 0 | 0 | 0 | 0 | 0 | 0 | 0 | 0 | 0 | 0 | 0 | 0 | 0 | 0 | 0 | 0 | 0 | 0 | 0 | 0 | 0 | 0 | 0 | 0 | 0 | 0 | 0 | 0 | 0 | 0 | 0 | 0 | 0 | 0 | 0 | 0 | 0 | 0 | 0 | 0 | 0 | 0 | 0 | 0 | 0 | 0 | 0 | 0 | 0 | 0 | 0 | 0 | 0 | 0 | 0 | 0
- | - | - | - | 0 | 0 | 0 | 0 | 0 | 0 | 0 | 0 | 0 | 0 | 0 | 0 | 0 | 0 | 0 | 0 | 0 | 0 | 0 | 0 | 0 | 0 | 0 | 0 | 0 | 0 | 0 | 0 | 0 | 0 | 0 | 0 | 0 | 0 | 0 | 0 | 0 | 0 | 0 | 0 | 0 | 0 | 0 | 0 | 0 | 0 | 0 | 0 | 0 | 0 | 0 | 0 | 0 | 0 | 0 | 0 | 0 | 0 | 0 | 0 | 0 | 0 | 0 | 0 | 0 | 0 | 0 | 0 | 0 | 0 | 0 | 0
- | - | - | - | 0 | 0 | 0 | 0 | 0 | 0 | 0 | 0 | 0 | 0 | 0 | 0 | 0 | 0 | 0 | 0 | 0 | 0 | 0 | 0 | 0 | 0 | 0 | 0 | 0 | 0 | 0 | 0 | 0 | 0 | 0 | 0 | 0 | 0 | 0 | 0 | 0 | 0 | 0 | 0 | 0 | 0 | 0 | 0 | 0 | 0 | 0 | 0 | 0 | 0 | 0 | 0 | 0 | 0 | 0 | 0 | 0 | 0 | 0 | 0 | 0 | 0 | 0 | 0 | 0 | 0 | 0 | 0 | 0 | 0 | 0 | 0
- | - | - | - | 0 | 0 | 0 | 0 | 0 | 0 | 0 | 0 | 0 | 0 | 0 | 0 | 0 | 0 | 0 | 0 | 0 | 0 | 0 | 0 | 0 | 0 | 0 | 0 | 0 | 0 | 0 | 0 | 0 | 0 | 0 | 0 | 0 | 0 | 0 | 0 | 0 | 0 | 0 | 0 | 0 | 0 | 0 | 0 | 0 | 0 | 0 | 0 | 0 | 0 | 0 | 0 | 0 | 0 | 0 | 0 | 0 | 0 | 0 | 0 | 0 | 0 | 0 | 0 | 0 | 0 | 0 | 0 | 0 | 0 | 0 | 0
- | - | - | - | 0 | 0 | 0 | 0 | 0 | 0 | 0 | 0 | 0 | 0 | 0 | 0 | 0 | 0 | 0 | 0 | 0 | 0 | 0 | 0 | 0 | 0 | 0 | 0 | 0 | 0 | 0 | 0 | 0 | 0 | 0 | 0 | 0 | 0 | 0 | 0 | 0 | 0 | 0 | 0 | 0 | 0 | 0 | 0 | 0 | 0 | 0 | 0 | 0 | 0 | 0 | 0 | 0 | 0 | 0 | 0 | 0 | 0 | 0 | 0 | 0 | 0 | 0 | 0 | 0 | 0 | 0 | 0 | 0 | 0 | 0 | 0
- | - | - | - | 0 | 0 | 0 | 0 | 0 | 0 | 0 | 0 | 0 | 0 | 0 | 0 | 0 | 0 | 0 | 0 | 0 | 0 | 0 | 0 | 0 | 0 | 0 | 0 | 0 | 0 | 0 | 0 | 0 | 0 | 0 | 0 | 0 | 0 | 0 | 0 | 0 | 0 | 0 | 0 | 0 | 0 | 0 | 0 | 0 | 0 | 0 | 0 | 0 | 0 | 0 | 0 | 0 | 0 | 0 | 0 | 0 | 0 | 0 | 0 | 0 | 0 | 0 | 0 | 0 | 0 | 0 | 0 | 0 | 0 | 0 | 0
- | - | - | - | 0 | 0 | 0 | 0 | 0 | 0 | 0 | 0 | 0 | 0 | 0 | 0 | 0 | 0 | 0 | 0 | 0 | 0 | 0 | 0 | 0 | 0 | 0 | 0 | 0 | 0 | 0 | 0 | 0 | 0 | 0 | 0 | 0 | 0 | 0 | 0 | 0 | 0 | 0 | 0 | 0 | 0 | 0 | 0 | 0 | 0 | 0 | 0 | 0 | 0 | 0 | 0 | 0 | 0 | 0 | 0 | 0 | 0 | 0 | 0 | 0 | 0 | 0 | 0 | 0 | 0 | 0 | 0 | 0 | 0 | 0 | 0
- | - | - | - | 0 | 0 | 0 | 0 | 0 | 0 | 0 | 0 | 0 | 0 | 0 | 0 | 0 | 0 | 0 | 0 | 0 | 0 | 0 | 0 | 0 | 0 | 0 | 0 | 0 | 0 | 0 | 0 | 0 | 0 | 0 | 0 | 0 | 0 | 0 | 0 | 0 | 0 | 0 | 0 | 0 | 0 | 0 | 0 | 0 | 0 | 0 | 0 | 0 | 0 | 0 | 0 | 0 | 0 | 0 | 0 | 0 | 0 | 0 | 0 | 0 | 0 | 0 | 0 | 0 | 0 | 0 | 0 | 0 | 0 | 0 | 0
- | - | - | - | 0 | 0 | 0 | 0 | 0 | 0 | 0 | 0 | 0 | 0 | 0 | 0 | 0 | 0 | 0 | 0 | 0 | 0 | 0 | 0 | 0 | 0 | 0 | 0 | 0 | 0 | 0 | 0 | 0 | 0 | 0 | 0 | 0 | 0 | 0 | 0 | 0 | 0 | 0 | 0 | 0 | 0 | 0 | 0 | 0 | 0 | 0 | 0 | 0 | 0 | 0 | 0 | 0 | 0 | 0 | 0 | 0 | 0 | 0 | 0 | 0 | 0 | 0 | 0 | 0 | 0 | 0 | 0 | 0 | 0 | 0 | 0
- | - | - | - | 0 | 0 | 0 | 0 | 0 | 0 | 0 | 0 | 0 | 0 | 0 | 0 | 0 | 0 | 0 | 0 | 0 | 0 | 0 | 0 | 0 | 0 | 0 | 0 | 0 | 0 | 0 | 0 | 0 | 0 | 0 | 0 | 0 | 0 | 0 | 0 | 0 | 0 | 0 | 0 | 0 | 0 | 0 | 0 | 0 | 0 | 0 | 0 | 0 | 0 | 0 | 0 | 0 | 0 | 0 | 0 | 0 | 0 | 0 | 0 | 0 | 0 | 0 | 0 | 0 | 0 | 0 | 0 | 0 | 0 | 0 | 0
- | - | - | - | 0 | 0 | 0 | 0 | 0 | 0 | 0 | 0 | 0 | 0 | 0 | 0 | 0 | 0 | 0 | 0 | 0 | 0 | 0 | 0 | 0 | 0 | 0 | 0 | 0 | 0 | 0 | 0 | 0 | 0 | 0 | 0 | 0 | 0 | 0 | 0 | 0 | 0 | 0 | 0 | 0 | 0 | 0 | 0 | 0 | 0 | 0 | 0 | 0 | 0 | 0 | 0 | 0 | 0 | 0 | 0 | 0 | 0 | 0 | 0 | 0 | 0 | 0 | 0 | 0 | 0 | 0 | 0 | 0 | 0 | 0 | 0
- | - | - | - | 0 | 0 | 0 | 0 | 0 | 0 | 0 | 0 | 0 | 0 | 0 | 0 | 0 | 0 | 0 | 0 | 0 | 0 | 0 | 0 | 0 | 0 | 0 | 0 | 0 | 0 | 0 | 0 | 0 | 0 | 0 | 0 | 0 | 0 | 0 | 0 | 0 | 0 | 0 | 0 | 0 | 0 | 0 | 0 | 0 | 0 | 0 | 0 | 0 | 0 | 0 | 0 | 0 | 0 | 0 | 0 | 0 | 0 | 0 | 0 | 0 | 0 | 0 | 0 | 0 | 0 | 0 | 0 | 0 | 0 | 0 | 0
- | - | - | - | 0 | 0 | 0 | 0 | 0 | 0 | 0 | 0 | 0 | 0 | 0 | 0 | 0 | 0 | 0 | 0 | 0 | 0 | 0 | 0 | 0 | 0 | 0 | 0 | 0 | 0 | 0 | 0 | 0 | 0 | 0 | 0 | 0 | 0 | 0 | 0 | 0 | 0 | 0 | 0 | 0 | 0 | 0 | 0 | 0 | 0 | 0 | 0 | 0 | 0 | 0 | 0 | 0 | 0 | 0 | 0 | 0 | 0 | 0 | 0 | 0 | 0 | 0 | 0 | 0 | 0 | 0 | 0 | 0 | 0 | 0 | 0
- | - | - | - | 0 | 0 | 0 | 0 | 0 | 0 | 0 | 0 | 0 | 0 | 0 | 0 | 0 | 0 | 0 | 0 | 0 | 0 | 0 | 0 | 0 | 0 | 0 | 0 | 0 | 0 | 0 | 0 | 0 | 0 | 0 | 0 | 0 | 0 | 0 | 0 | 0 | 0 | 0 | 0 | 0 | 0 | 0 | 0 | 0 | 0 | 0 | 0 | 0 | 0 | 0 | 0 | 0 | 0 | 0 | 0 | 0 | 0 | 0 | 0 | 0 | 0 | 0 | 0 | 0 | 0 | 0 | 0 | 0 | 0 | 0 | 0
- | - | - | - | 0 | 0 | 0 | 0 | 0 | 0 | 0 | 0 | 0 | 0 | 0 | 0 | 0 | 0 | 0 | 0 | 0 | 0 | 0 | 0 | 0 | 0 | 0 | 0 | 0 | 0 | 0 | 0 | 0 | 0 | 0 | 0 | 0 | 0 | 0 | 0 | 0 | 0 | 0 | 0 | 0 | 0 | 0 | 0 | 0 | 0 | 0 | 0 | 0 | 0 | 0 | 0 | 0 | 0 | 0 | 0 | 0 | 0 | 0 | 0 | 0 | 0 | 0 | 0 | 0 | 0 | 0 | 0 | 0 | 0 | 0 | 0
- | - | - | - | 0 | 0 | 0 | 0 | 0 | 0 | 0 | 0 | 0 | 0 | 0 | 0 | 0 | 0 | 0 | 0 | 0 | 0 | 0 | 0 | 0 | 0 | 0 | 0 | 0 | 0 | 0 | 0 | 0 | 0 | 0 | 0 | 0 | 0 | 0 | 0 | 0 | 0 | 0 | 0 | 0 | 0 | 0 | 0 | 0 | 0 | 0 | 0 | 0 | 0 | 0 | 0 | 0 | 0 | 0 | 0 | 0 | 0 | 0 | 0 | 0 | 0 | 0 | 0 | 0 | 0 | 0 | 0 | 0 | 0 | 0 | 0
- | - | - | - | 0 | 0 | 0 | 0 | 0 | 0 | 0 | 0 | 0 | 0 | 0 | 0 | 0 | 0 | 0 | 0 | 0 | 0 | 0 | 0 | 0 | 0 | 0 | 0 | 0 | 0 | 0 | 0 | 0 | 0 | 0 | 0 | 0 | 0 | 0 | 0 | 0 | 0 | 0 | 0 | 0 | 0 | 0 | 0 | 0 | 0 | 0 | 0 | 0 | 0 | 0 | 0 | 0 | 0 | 0 | 0 | 0 | 0 | 0 | 0 | 0 | 0 | 0 | 0 | 0 | 0 | 0 | 0 | 0 | 0 | 0 | 0
- | - | - | - | 0 | 0 | 0 | 0 | 0 | 0 | 0 | 0 | 0 | 0 | 0 | 0 | 0 | 0 | 0 | 0 | 0 | 0 | 0 | 0 | 0 | 0 | 0 | 0 | 0 | 0 | 0 | 0 | 0 | 0 | 0 | 0 | 0 | 0 | 0 | 0 | 0 | 0 | 0 | 0 | 0 | 0 | 0 | 0 | 0 | 0 | 0 | 0 | 0 | 0 | 0 | 0 | 0 | 0 | 0 | 0 | 0 | 0 | 0 | 0 | 0 | 0 | 0 | 0 | 0 | 0 | 0 | 0 | 0 | 0 | 0 | 0
- | - | - | - | 0 | 0 | 0 | 0 | 0 | 0 | 0 | 0 | 0 | 0 | 0 | 0 | 0 | 0 | 0 | 0 | 0 | 0 | 0 | 0 | 0 | 0 | 0 | 0 | 0 | 0 | 0 | 0 | 0 | 0 | 0 | 0 | 0 | 0 | 0 | 0 | 0 | 0 | 0 | 0 | 0 | 0 | 0 | 0 | 0 | 0 | 0 | 0 | 0 | 0 | 0 | 0 | 0 | 0 | 0 | 0 | 0 | 0 | 0 | 0 | 0 | 0 | 0 | 0 | 0 | 0 | 0 | 0 | 0 | 0 | 0 | 0
- | - | - | - | 0 | 0 | 0 | 0 | 0 | 0 | 0 | 0 | 0 | 0 | 0 | 0 | 0 | 0 | 0 | 0 | 0 | 0 | 0 | 0 | 0 | 0 | 0 | 0 | 0 | 0 | 0 | 0 | 0 | 0 | 0 | 0 | 0 | 0 | 0 | 0 | 0 | 0 | 0 | 0 | 0 | 0 | 0 | 0 | 0 | 0 | 0 | 0 | 0 | 0 | 0 | 0 | 0 | 0 | 0 | 0 | 0 | 0 | 0 | 0 | 0 | 0 | 0 | 0 | 0 | 0 | 0 | 0 | 0 | 0 | 0 | 0
- | - | - | - | 0 | 0 | 0 | 0 | 0 | 0 | 0 | 0 | 0 | 0 | 0 | 0 | 0 | 0 | 0 | 0 | 0 | 0 | 0 | 0 | 0 | 0 | 0 | 0 | 0 | 0 | 0 | 0 | 0 | 0 | 0 | 0 | 0 | 0 | 0 | 0 | 0 | 0 | 0 | 0 | 0 | 0 | 0 | 0 | 0 | 0 | 0 | 0 | 0 | 0 | 0 | 0 | 0 | 0 | 0 | 0 | 0 | 0 | 0 | 0 | 0 | 0 | 0 | 0 | 0 | 0 | 0 | 0 | 0 | 0 | 0 | 0
- | - | - | - | 0 | 0 | 0 | 0 | 0 | 0 | 0 | 0 | 0 | 0 | 0 | 0 | 0 | 0 | 0 | 0 | 0 | 0 | 0 | 0 | 0 | 0 | 0 | 0 | 0 | 0 | 0 | 0 | 0 | 0 | 0 | 0 | 0 | 0 | 0 | 0 | 0 | 0 | 0 | 0 | 0 | 0 | 0 | 0 | 0 | 0 | 0 | 0 | 0 | 0 | 0 | 0 | 0 | 0 | 0 | 0 | 0 | 0 | 0 | 0 | 0 | 0 | 0 | 0 | 0 | 0 | 0 | 0 | 0 | 0 | 0 | 0
- | - | - | - | 0 | 0 | 0 | 0 | 0 | 0 | 0 | 0 | 0 | 0 | 0 | 0 | 0 | 0 | 0 | 0 | 0 | 0 | 0 | 0 | 0 | 0 | 0 | 0 | 0 | 0 | 0 | 0 | 0 | 0 | 0 | 0 | 0 | 0 | 0 | 0 | 0 | 0 | 0 | 0 | 0 | 0 | 0 | 0 | 0 | 0 | 0 | 0 | 0 | 0 | 0 | 0 | 0 | 0 | 0 | 0 | 0 | 0 | 0 | 0 | 0 | 0 | 0 | 0 | 0 | 0 | 0 | 0 | 0 | 0 | 0 | 0
- | - | - | - | 0 | 0 | 0 | 0 | 0 | 0 | 0 | 0 | 0 | 0 | 0 | 0 | 0 | 0 | 0 | 0 | 0 | 0 | 0 | 0 | 0 | 0 | 0 | 0 | 0 | 0 | 0 | 0 | 0 | 0 | 0 | 0 | 0 | 0 | 0 | 0 | 0 | 0 | 0 | 0 | 0 | 0 | 0 | 0 | 0 | 0 | 0 | 0 | 0 | 0 | 0 | 0 | 0 | 0 | 0 | 0 | 0 | 0 | 0 | 0 | 0 | 0 | 0 | 0 | 0 | 0 | 0 | 0 | 0 | 0 | 0 | 0
- | - | - | - | 0 | 0 | 0 | 0 | 0 | 0 | 0 | 0 | 0 | 0 | 0 | 0 | 0 | 0 | 0 | 0 | 0 | 0 | 0 | 0 | 0 | 0 | 0 | 0 | 0 | 0 | 0 | 0 | 0 | 0 | 0 | 0 | 0 | 0 | 0 | 0 | 0 | 0 | 0 | 0 | 0 | 0 | 0 | 0 | 0 | 0 | 0 | 0 | 0 | 0 | 0 | 0 | 0 | 0 | 0 | 0 | 0 | 0 | 0 | 0 | 0 | 0 | 0 | 0 | 0 | 0 | 0 | 0 | 0 | 0 | 0 | 0
- | - | - | - | 0 | 0 | 0 | 0 | 0 | 0 | 0 | 0 | 0 | 0 | 0 | 0 | 0 | 0 | 0 | 0 | 0 | 0 | 0 | 0 | 0 | 0 | 0 | 0 | 0 | 0 | 0 | 0 | 0 | 0 | 0 | 0 | 0 | 0 | 0 | 0 | 0 | 0 | 0 | 0 | 0 | 0 | 0 | 0 | 0 | 0 | 0 | 0 | 0 | 0 | 0 | 0 | 0 | 0 | 0 | 0 | 0 | 0 | 0 | 0 | 0 | 0 | 0 | 0 | 0 | 0 | 0 | 0 | 0 | 0 | 0 | 0
- | - | - | - | 0 | 0 | 0 | 0 | 0 | 0 | 0 | 0 | 0 | 0 | 0 | 0 | 0 | 0 | 0 | 0 | 0 | 0 | 0 | 0 | 0 | 0 | 0 | 0 | 0 | 0 | 0 | 0 | 0 | 0 | 0 | 0 | 0 | 0 | 0 | 0 | 0 | 0 | 0 | 0 | 0 | 0 | 0 | 0 | 0 | 0 | 0 | 0 | 0 | 0 | 0 | 0 | 0 | 0 | 0 | 0 | 0 | 0 | 0 | 0 | 0 | 0 | 0 | 0 | 0 | 0 | 0 | 0 | 0 | 0 | 0 | 0
- | - | - | - | 0 | 0 | 0 | 0 | 0 | 0 | 0 | 0 | 0 | 0 | 0 | 0 | 0 | 0 | 0 | 0 | 0 | 0 | 0 | 0 | 0 | 0 | 0 | 0 | 0 | 0 | 0 | 0 | 0 | 0 | 0 | 0 | 0 | 0 | 0 | 0 | 0 | 0 | 0 | 0 | 0 | 0 | 0 | 0 | 0 | 0 | 0 | 0 | 0 | 0 | 0 | 0 | 0 | 0 | 0 | 0 | 0 | 0 | 0 | 0 | 0 | 0 | 0 | 0 | 0 | 0 | 0 | 0 | 0 | 0 | 0 | 0
- | - | - | - | 0 | 0 | 0 | 0 | 0 | 0 | 0 | 0 | 0 | 0 | 0 | 0 | 0 | 0 | 0 | 0 | 0 | 0 | 0 | 0 | 0 | 0 | 0 | 0 | 0 | 0 | 0 | 0 | 0 | 0 | 0 | 0 | 0 | 0 | 0 | 0 | 0 | 0 | 0 | 0 | 0 | 0 | 0 | 0 | 0 | 0 | 0 | 0 | 0 | 0 | 0 | 0 | 0 | 0 | 0 | 0 | 0 | 0 | 0 | 0 | 0 | 0 | 0 | 0 | 0 | 0 | 0 | 0 | 0 | 0 | 0 | 0
- | - | - | - | 0 | 0 | 0 | 0 | 0 | 0 | 0 | 0 | 0 | 0 | 0 | 0 | 0 | 0 | 0 | 0 | 0 | 0 | 0 | 0 | 0 | 0 | 0 | 0 | 0 | 0 | 0 | 0 | 0 | 0 | 0 | 0 | 0 | 0 | 0 | 0 | 0 | 0 | 0 | 0 | 0 | 0 | 0 | 0 | 0 | 0 | 0 | 0 | 0 | 0 | 0 | 0 | 0 | 0 | 0 | 0 | 0 | 0 | 0 | 0 | 0 | 0 | 0 | 0 | 0 | 0 | 0 | 0 | 0 | 0 | 0 | 0
- | - | - | - | 0 | 0 | 0 | 0 | 0 | 0 | 0 | 0 | 0 | 0 | 0 | 0 | 0 | 0 | 0 | 0 | 0 | 0 | 0 | 0 | 0 | 0 | 0 | 0 | 0 | 0 | 0 | 0 | 0 | 0 | 0 | 0 | 0 | 0 | 0 | 0 | 0 | 0 | 0 | 0 | 0 | 0 | 0 | 0 | 0 | 0 | 0 | 0 | 0 | 0 | 0 | 0 | 0 | 0 | 0 | 0 | 0 | 0 | 0 | 0 | 0 | 0 | 0 | 0 | 0 | 0 | 0 | 0 | 0 | 0 | 0 | 0
- | - | - | - | 0 | 0 | 0 | 0 | 0 | 0 | 0 | 0 | 0 | 0 | 0 | 0 | 0 | 0 | 0 | 0 | 0 | 0 | 0 | 0 | 0 | 0 | 0 | 0 | 0 | 0 | 0 | 0 | 0 | 0 | 0 | 0 | 0 | 0 | 0 | 0 | 0 | 0 | 0 | 0 | 0 | 0 | 0 | 0 | 0 | 0 | 0 | 0 | 0 | 0 | 0 | 0 | 0 | 0 | 0 | 0 | 0 | 0 | 0 | 0 | 0 | 0 | 0 | 0 | 0 | 0 | 0 | 0 | 0 | 0 | 0 | 0
- | - | - | - | 0 | 0 | 0 | 0 | 0 | 0 | 0 | 0 | 0 | 0 | 0 | 0 | 0 | 0 | 0 | 0 | 0 | 0 | 0 | 0 | 0 | 0 | 0 | 0 | 0 | 0 | 0 | 0 | 0 | 0 | 0 | 0 | 0 | 0 | 0 | 0 | 0 | 0 | 0 | 0 | 0 | 0 | 0 | 0 | 0 | 0 | 0 | 0 | 0 | 0 | 0 | 0 | 0 | 0 | 0 | 0 | 0 | 0 | 0 | 0 | 0 | 0 | 0 | 0 | 0 | 0 | 0 | 0 | 0 | 0 | 0 | 0
- | - | - | - | 0 | 0 | 0 | 0 | 0 | 0 | 0 | 0 | 0 | 0 | 0 | 0 | 0 | 0 | 0 | 0 | 0 | 0 | 0 | 0 | 0 | 0 | 0 | 0 | 0 | 0 | 0 | 0 | 0 | 0 | 0 | 0 | 0 | 0 | 0 | 0 | 0 | 0 | 0 | 0 | 0 | 0 | 0 | 0 | 0 | 0 | 0 | 0 | 0 | 0 | 0 | 0 | 0 | 0 | 0 | 0 | 0 | 0 | 0 | 0 | 0 | 0 | 0 | 0 | 0 | 0 | 0 | 0 | 0 | 0 | 0 | 0
- | - | - | - | 0 | 0 | 0 | 0 | 0 | 0 | 0 | 0 | 0 | 0 | 0 | 0 | 0 | 0 | 0 | 0 | 0 | 0 | 0 | 0 | 0 | 0 | 0 | 0 | 0 | 0 | 0 | 0 | 0 | 0 | 0 | 0 | 0 | 0 | 0 | 0 | 0 | 0 | 0 | 0 | 0 | 0 | 0 | 0 | 0 | 0 | 0 | 0 | 0 | 0 | 0 | 0 | 0 | 0 | 0 | 0 | 0 | 0 | 0 | 0 | 0 | 0 | 0 | 0 | 0 | 0 | 0 | 0 | 0 | 0 | 0 | 0
- | - | - | - | 0 | 0 | 0 | 0 | 0 | 0 | 0 | 0 | 0 | 0 | 0 | 0 | 0 | 0 | 0 | 0 | 0 | 0 | 0 | 0 | 0 | 0 | 0 | 0 | 0 | 0 | 0 | 0 | 0 | 0 | 0 | 0 | 0 | 0 | 0 | 0 | 0 | 0 | 0 | 0 | 0 | 0 | 0 | 0 | 0 | 0 | 0 | 0 | 0 | 0 | 0 | 0 | 0 | 0 | 0 | 0 | 0 | 0 | 0 | 0 | 0 | 0 | 0 | 0 | 0 | 0 | 0 | 0 | 0 | 0 | 0 | 0
- | - | - | - | 0 | 0 | 0 | 0 | 0 | 0 | 0 | 0 | 0 | 0 | 0 | 0 | 0 | 0 | 0 | 0 | 0 | 0 | 0 | 0 | 0 | 0 | 0 | 0 | 0 | 0 | 0 | 0 | 0 | 0 | 0 | 0 | 0 | 0 | 0 | 0 | 0 | 0 | 0 | 0 | 0 | 0 | 0 | 0 | 0 | 0 | 0 | 0 | 0 | 0 | 0 | 0 | 0 | 0 | 0 | 0 | 0 | 0 | 0 | 0 | 0 | 0 | 0 | 0 | 0 | 0 | 0 | 0 | 0 | 0 | 0 | 0
- | - | - | - | 0 | 0 | 0 | 0 | 0 | 0 | 0 | 0 | 0 | 0 | 0 | 0 | 0 | 0 | 0 | 0 | 0 | 0 | 0 | 0 | 0 | 0 | 0 | 0 | 0 | 0 | 0 | 0 | 0 | 0 | 0 | 0 | 0 | 0 | 0 | 0 | 0 | 0 | 0 | 0 | 0 | 0 | 0 | 0 | 0 | 0 | 0 | 0 | 0 | 0 | 0 | 0 | 0 | 0 | 0 | 0 | 0 | 0 | 0 | 0 | 0 | 0 | 0 | 0 | 0 | 0 | 0 | 0 | 0 | 0 | 0 | 0
- | - | - | - | 0 | 0 | 0 | 0 | 0 | 0 | 0 | 0 | 0 | 0 | 0 | 0 | 0 | 0 | 0 | 0 | 0 | 0 | 0 | 0 | 0 | 0 | 0 | 0 | 0 | 0 | 0 | 0 | 0 | 0 | 0 | 0 | 0 | 0 | 0 | 0 | 0 | 0 | 0 | 0 | 0 | 0 | 0 | 0 | 0 | 0 | 0 | 0 | 0 | 0 | 0 | 0 | 0 | 0 | 0 | 0 | 0 | 0 | 0 | 0 | 0 | 0 | 0 | 0 | 0 | 0 | 0 | 0 | 0 | 0 | 0 | 0
- | - | - | - | 0 | 0 | 0 | 0 | 0 | 0 | 0 | 0 | 0 | 0 | 0 | 0 | 0 | 0 | 0 | 0 | 0 | 0 | 0 | 0 | 0 | 0 | 0 | 0 | 0 | 0 | 0 | 0 | 0 | 0 | 0 | 0 | 0 | 0 | 0 | 0 | 0 | 0 | 0 | 0 | 0 | 0 | 0 | 0 | 0 | 0 | 0 | 0 | 0 | 0 | 0 | 0 | 0 | 0 | 0 | 0 | 0 | 0 | 0 | 0 | 0 | 0 | 0 | 0 | 0 | 0 | 0 | 0 | 0 | 0 | 0 | 0
- | - | - | - | 0 | 0 | 0 | 0 | 0 | 0 | 0 | 0 | 0 | 0 | 0 | 0 | 0 | 0 | 0 | 0 | 0 | 0 | 0 | 0 | 0 | 0 | 0 | 0 | 0 | 0 | 0 | 0 | 0 | 0 | 0 | 0 | 0 | 0 | 0 | 0 | 0 | 0 | 0 | 0 | 0 | 0 | 0 | 0 | 0 | 0 | 0 | 0 | 0 | 0 | 0 | 0 | 0 | 0 | 0 | 0 | 0 | 0 | 0 | 0 | 0 | 0 | 0 | 0 | 0 | 0 | 0 | 0 | 0 | 0 | 0 | 0
- | - | - | - | 0 | 0 | 0 | 0 | 0 | 0 | 0 | 0 | 0 | 0 | 0 | 0 | 0 | 0 | 0 | 0 | 0 | 0 | 0 | 0 | 0 | 0 | 0 | 0 | 0 | 0 | 0 | 0 | 0 | 0 | 0 | 0 | 0 | 0 | 0 | 0 | 0 | 0 | 0 | 0 | 0 | 0 | 0 | 0 | 0 | 0 | 0 | 0 | 0 | 0 | 0 | 0 | 0 | 0 | 0 | 0 | 0 | 0 | 0 | 0 | 0 | 0 | 0 | 0 | 0 | 0 | 0 | 0 | 0 | 0 | 0 | 0
- | - | - | - | 0 | 0 | 0 | 0 | 0 | 0 | 0 | 0 | 0 | 0 | 0 | 0 | 0 | 0 | 0 | 0 | 0 | 0 | 0 | 0 | 0 | 0 | 0 | 0 | 0 | 0 | 0 | 0 | 0 | 0 | 0 | 0 | 0 | 0 | 0 | 0 | 0 | 0 | 0 | 0 | 0 | 0 | 0 | 0 | 0 | 0 | 0 | 0 | 0 | 0 | 0 | 0 | 0 | 0 | 0 | 0 | 0 | 0 | 0 | 0 | 0 | 0 | 0 | 0 | 0 | 0 | 0 | 0 | 0 | 0 | 0 | 0
- | - | - | - | 0 | 0 | 0 | 0 | 0 | 0 | 0 | 0 | 0 | 0 | 0 | 0 | 0 | 0 | 0 | 0 | 0 | 0 | 0 | 0 | 0 | 0 | 0 | 0 | 0 | 0 | 0 | 0 | 0 | 0 | 0 | 0 | 0 | 0 | 0 | 0 | 0 | 0 | 0 | 0 | 0 | 0 | 0 | 0 | 0 | 0 | 0 | 0 | 0 | 0 | 0 | 0 | 0 | 0 | 0 | 0 | 0 | 0 | 0 | 0 | 0 | 0 | 0 | 0 | 0 | 0 | 0 | 0 | 0 | 0 | 0 | 0
- | - | - | - | 0 | 0 | 0 | 0 | 0 | 0 | 0 | 0 | 0 | 0 | 0 | 0 | 0 | 0 | 0 | 0 | 0 | 0 | 0 | 0 | 0 | 0 | 0 | 0 | 0 | 0 | 0 | 0 | 0 | 0 | 0 | 0 | 0 | 0 | 0 | 0 | 0 | 0 | 0 | 0 | 0 | 0 | 0 | 0 | 0 | 0 | 0 | 0 | 0 | 0 | 0 | 0 | 0 | 0 | 0 | 0 | 0 | 0 | 0 | 0 | 0 | 0 | 0 | 0 | 0 | 0 | 0 | 0 | 0 | 0 | 0 | 0
- | - | - | - | 0 | 0 | 0 | 0 | 0 | 0 | 0 | 0 | 0 | 0 | 0 | 0 | 0 | 0 | 0 | 0 | 0 | 0 | 0 | 0 | 0 | 0 | 0 | 0 | 0 | 0 | 0 | 0 | 0 | 0 | 0 | 0 | 0 | 0 | 0 | 0 | 0 | 0 | 0 | 0 | 0 | 0 | 0 | 0 | 0 | 0 | 0 | 0 | 0 | 0 | 0 | 0 | 0 | 0 | 0 | 0 | 0 | 0 | 0 | 0 | 0 | 0 | 0 | 0 | 0 | 0 | 0 | 0 | 0 | 0 | 0 | 0
- | - | - | - | 0 | 0 | 0 | 0 | 0 | 0 | 0 | 0 | 0 | 0 | 0 | 0 | 0 | 0 | 0 | 0 | 0 | 0 | 0 | 0 | 0 | 0 | 0 | 0 | 0 | 0 | 0 | 0 | 0 | 0 | 0 | 0 | 0 | 0 | 0 | 0 | 0 | 0 | 0 | 0 | 0 | 0 | 0 | 0 | 0 | 0 | 0 | 0 | 0 | 0 | 0 | 0 | 0 | 0 | 0 | 0 | 0 | 0 | 0 | 0 | 0 | 0 | 0 | 0 | 0 | 0 | 0 | 0 | 0 | 0 | 0 | 0
- | - | - | - | 0 | 0 | 0 | 0 | 0 | 0 | 0 | 0 | 0 | 0 | 0 | 0 | 0 | 0 | 0 | 0 | 0 | 0 | 0 | 0 | 0 | 0 | 0 | 0 | 0 | 0 | 0 | 0 | 0 | 0 | 0 | 0 | 0 | 0 | 0 | 0 | 0 | 0 | 0 | 0 | 0 | 0 | 0 | 0 | 0 | 0 | 0 | 0 | 0 | 0 | 0 | 0 | 0 | 0 | 0 | 0 | 0 | 0 | 0 | 0 | 0 | 0 | 0 | 0 | 0 | 0 | 0 | 0 | 0 | 0 | 0 | 0
- | - | - | - | 0 | 0 | 0 | 0 | 0 | 0 | 0 | 0 | 0 | 0 | 0 | 0 | 0 | 0 | 0 | 0 | 0 | 0 | 0 | 0 | 0 | 0 | 0 | 0 | 0 | 0 | 0 | 0 | 0 | 0 | 0 | 0 | 0 | 0 | 0 | 0 | 0 | 0 | 0 | 0 | 0 | 0 | 0 | 0 | 0 | 0 | 0 | 0 | 0 | 0 | 0 | 0 | 0 | 0 | 0 | 0 | 0 | 0 | 0 | 0 | 0 | 0 | 0 | 0 | 0 | 0 | 0 | 0 | 0 | 0 | 0 | 0
- | - | - | - | 0 | 0 | 0 | 0 | 0 | 0 | 0 | 0 | 0 | 0 | 0 | 0 | 0 | 0 | 0 | 0 | 0 | 0 | 0 | 0 | 0 | 0 | 0 | 0 | 0 | 0 | 0 | 0 | 0 | 0 | 0 | 0 | 0 | 0 | 0 | 0 | 0 | 0 | 0 | 0 | 0 | 0 | 0 | 0 | 0 | 0 | 0 | 0 | 0 | 0 | 0 | 0 | 0 | 0 | 0 | 0 | 0 | 0 | 0 | 0 | 0 | 0 | 0 | 0 | 0 | 0 | 0 | 0 | 0 | 0 | 0 | 0
- | - | - | - | 0 | 0 | 0 | 0 | 0 | 0 | 0 | 0 | 0 | 0 | 0 | 0 | 0 | 0 | 0 | 0 | 0 | 0 | 0 | 0 | 0 | 0 | 0 | 0 | 0 | 0 | 0 | 0 | 0 | 0 | 0 | 0 | 0 | 0 | 0 | 0 | 0 | 0 | 0 | 0 | 0 | 0 | 0 | 0 | 0 | 0 | 0 | 0 | 0 | 0 | 0 | 0 | 0 | 0 | 0 | 0 | 0 | 0 | 0 | 0 | 0 | 0 | 0 | 0 | 0 | 0 | 0 | 0 | 0 | 0 | 0 | 0
- | - | - | - | 0 | 0 | 0 | 0 | 0 | 0 | 0 | 0 | 0 | 0 | 0 | 0 | 0 | 0 | 0 | 0 | 0 | 0 | 0 | 0 | 0 | 0 | 0 | 0 | 0 | 0 | 0 | 0 | 0 | 0 | 0 | 0 | 0 | 0 | 0 | 0 | 0 | 0 | 0 | 0 | 0 | 0 | 0 | 0 | 0 | 0 | 0 | 0 | 0 | 0 | 0 | 0 | 0 | 0 | 0 | 0 | 0 | 0 | 0 | 0 | 0 | 0 | 0 | 0 | 0 | 0 | 0 | 0 | 0 | 0 | 0 | 0
- | - | - | - | 0 | 0 | 0 | 0 | 0 | 0 | 0 | 0 | 0 | 0 | 0 | 0 | 0 | 0 | 0 | 0 | 0 | 0 | 0 | 0 | 0 | 0 | 0 | 0 | 0 | 0 | 0 | 0 | 0 | 0 | 0 | 0 | 0 | 0 | 0 | 0 | 0 | 0 | 0 | 0 | 0 | 0 | 0 | 0 | 0 | 0 | 0 | 0 | 0 | 0 | 0 | 0 | 0 | 0 | 0 | 0 | 0 | 0 | 0 | 0 | 0 | 0 | 0 | 0 | 0 | 0 | 0 | 0 | 0 | 0 | 0 | 0
- | - | - | - | 0 | 0 | 0 | 0 | 0 | 0 | 0 | 0 | 0 | 0 | 0 | 0 | 0 | 0 | 0 | 0 | 0 | 0 | 0 | 0 | 0 | 0 | 0 | 0 | 0 | 0 | 0 | 0 | 0 | 0 | 0 | 0 | 0 | 0 | 0 | 0 | 0 | 0 | 0 | 0 | 0 | 0 | 0 | 0 | 0 | 0 | 0 | 0 | 0 | 0 | 0 | 0 | 0 | 0 | 0 | 0 | 0 | 0 | 0 | 0 | 0 | 0 | 0 | 0 | 0 | 0 | 0 | 0 | 0 | 0 | 0 | 0
- | - | - | - | 0 | 0 | 0 | 0 | 0 | 0 | 0 | 0 | 0 | 0 | 0 | 0 | 0 | 0 | 0 | 0 | 0 | 0 | 0 | 0 | 0 | 0 | 0 | 0 | 0 | 0 | 0 | 0 | 0 | 0 | 0 | 0 | 0 | 0 | 0 | 0 | 0 | 0 | 0 | 0 | 0 | 0 | 0 | 0 | 0 | 0 | 0 | 0 | 0 | 0 | 0 | 0 | 0 | 0 | 0 | 0 | 0 | 0 | 0 | 0 | 0 | 0 | 0 | 0 | 0 | 0 | 0 | 0 | 0 | 0 | 0 | 0
- | - | - | - | 0 | 0 | 0 | 0 | 0 | 0 | 0 | 0 | 0 | 0 | 0 | 0 | 0 | 0 | 0 | 0 | 0 | 0 | 0 | 0 | 0 | 0 | 0 | 0 | 0 | 0 | 0 | 0 | 0 | 0 | 0 | 0 | 0 | 0 | 0 | 0 | 0 | 0 | 0 | 0 | 0 | 0 | 0 | 0 | 0 | 0 | 0 | 0 | 0 | 0 | 0 | 0 | 0 | 0 | 0 | 0 | 0 | 0 | 0 | 0 | 0 | 0 | 0 | 0 | 0 | 0 | 0 | 0 | 0 | 0 | 0 | 0
- | - | - | - | 0 | 0 | 0 | 0 | 0 | 0 | 0 | 0 | 0 | 0 | 0 | 0 | 0 | 0 | 0 | 0 | 0 | 0 | 0 | 0 | 0 | 0 | 0 | 0 | 0 | 0 | 0 | 0 | 0 | 0 | 0 | 0 | 0 | 0 | 0 | 0 | 0 | 0 | 0 | 0 | 0 | 0 | 0 | 0 | 0 | 0 | 0 | 0 | 0 | 0 | 0 | 0 | 0 | 0 | 0 | 0 | 0 | 0 | 0 | 0 | 0 | 0 | 0 | 0 | 0 | 0 | 0 | 0 | 0 | 0 | 0 | 0
- | - | - | - | 0 | 0 | 0 | 0 | 0 | 0 | 0 | 0 | 0 | 0 | 0 | 0 | 0 | 0 | 0 | 0 | 0 | 0 | 0 | 0 | 0 | 0 | 0 | 0 | 0 | 0 | 0 | 0 | 0 | 0 | 0 | 0 | 0 | 0 | 0 | 0 | 0 | 0 | 0 | 0 | 0 | 0 | 0 | 0 | 0 | 0 | 0 | 0 | 0 | 0 | 0 | 0 | 0 | 0 | 0 | 0 | 0 | 0 | 0 | 0 | 0 | 0 | 0 | 0 | 0 | 0 | 0 | 0 | 0 | 0 | 0 | 0
- | - | - | - | 0 | 0 | 0 | 0 | 0 | 0 | 0 | 0 | 0 | 0 | 0 | 0 | 0 | 0 | 0 | 0 | 0 | 0 | 0 | 0 | 0 | 0 | 0 | 0 | 0 | 0 | 0 | 0 | 0 | 0 | 0 | 0 | 0 | 0 | 0 | 0 | 0 | 0 | 0 | 0 | 0 | 0 | 0 | 0 | 0 | 0 | 0 | 0 | 0 | 0 | 0 | 0 | 0 | 0 | 0 | 0 | 0 | 0 | 0 | 0 | 0 | 0 | 0 | 0 | 0 | 0 | 0 | 0 | 0 | 0 | 0 | 0
- | - | - | - | 0 | 0 | 0 | 0 | 0 | 0 | 0 | 0 | 0 | 0 | 0 | 0 | 0 | 0 | 0 | 0 | 0 | 0 | 0 | 0 | 0 | 0 | 0 | 0 | 0 | 0 | 0 | 0 | 0 | 0 | 0 | 0 | 0 | 0 | 0 | 0 | 0 | 0 | 0 | 0 | 0 | 0 | 0 | 0 | 0 | 0 | 0 | 0 | 0 | 0 | 0 | 0 | 0 | 0 | 0 | 0 | 0 | 0 | 0 | 0 | 0 | 0 | 0 | 0 | 0 | 0 | 0 | 0 | 0 | 0 | 0 | 0
- | - | - | - | 0 | 0 | 0 | 0 | 0 | 0 | 0 | 0 | 0 | 0 | 0 | 0 | 0 | 0 | 0 | 0 | 0 | 0 | 0 | 0 | 0 | 0 | 0 | 0 | 0 | 0 | 0 | 0 | 0 | 0 | 0 | 0 | 0 | 0 | 0 | 0 | 0 | 0 | 0 | 0 | 0 | 0 | 0 | 0 | 0 | 0 | 0 | 0 | 0 | 0 | 0 | 0 | 0 | 0 | 0 | 0 | 0 | 0 | 0 | 0 | 0 | 0 | 0 | 0 | 0 | 0 | 0 | 0 | 0 | 0 | 0 | 0
- | - | - | - | 0 | 0 | 0 | 0 | 0 | 0 | 0 | 0 | 0 | 0 | 0 | 0 | 0 | 0 | 0 | 0 | 0 | 0 | 0 | 0 | 0 | 0 | 0 | 0 | 0 | 0 | 0 | 0 | 0 | 0 | 0 | 0 | 0 | 0 | 0 | 0 | 0 | 0 | 0 | 0 | 0 | 0 | 0 | 0 | 0 | 0 | 0 | 0 | 0 | 0 | 0 | 0 | 0 | 0 | 0 | 0 | 0 | 0 | 0 | 0 | 0 | 0 | 0 | 0 | 0 | 0 | 0 | 0 | 0 | 0 | 0 | 0
- | - | - | - | 0 | 0 | 0 | 0 | 0 | 0 | 0 | 0 | 0 | 0 | 0 | 0 | 0 | 0 | 0 | 0 | 0 | 0 | 0 | 0 | 0 | 0 | 0 | 0 | 0 | 0 | 0 | 0 | 0 | 0 | 0 | 0 | 0 | 0 | 0 | 0 | 0 | 0 | 0 | 0 | 0 | 0 | 0 | 0 | 0 | 0 | 0 | 0 | 0 | 0 | 0 | 0 | 0 | 0 | 0 | 0 | 0 | 0 | 0 | 0 | 0 | 0 | 0 | 0 | 0 | 0 | 0 | 0 | 0 | 0 | 0 | 0
- | - | - | - | 0 | 0 | 0 | 0 | 0 | 0 | 0 | 0 | 0 | 0 | 0 | 0 | 0 | 0 | 0 | 0 | 0 | 0 | 0 | 0 | 0 | 0 | 0 | 0 | 0 | 0 | 0 | 0 | 0 | 0 | 0 | 0 | 0 | 0 | 0 | 0 | 0 | 0 | 0 | 0 | 0 | 0 | 0 | 0 | 0 | 0 | 0 | 0 | 0 | 0 | 0 | 0 | 0 | 0 | 0 | 0 | 0 | 0 | 0 | 0 | 0 | 0 | 0 | 0 | 0 | 0 | 0 | 0 | 0 | 0 | 0 | 0
- | - | - | - | 0 | 0 | 0 | 0 | 0 | 0 | 0 | 0 | 0 | 0 | 0 | 0 | 0 | 0 | 0 | 0 | 0 | 0 | 0 | 0 | 0 | 0 | 0 | 0 | 0 | 0 | 0 | 0 | 0 | 0 | 0 | 0 | 0 | 0 | 0 | 0 | 0 | 0 | 0 | 0 | 0 | 0 | 0 | 0 | 0 | 0 | 0 | 0 | 0 | 0 | 0 | 0 | 0 | 0 | 0 | 0 | 0 | 0 | 0 | 0 | 0 | 0 | 0 | 0 | 0 | 0 | 0 | 0 | 0 | 0 | 0 | 0
- | - | - | - | 0 | 0 | 0 | 0 | 0 | 0 | 0 | 0 | 0 | 0 | 0 | 0 | 0 | 0 | 0 | 0 | 0 | 0 | 0 | 0 | 0 | 0 | 0 | 0 | 0 | 0 | 0 | 0 | 0 | 0 | 0 | 0 | 0 | 0 | 0 | 0 | 0 | 0 | 0 | 0 | 0 | 0 | 0 | 0 | 0 | 0 | 0 | 0 | 0 | 0 | 0 | 0 | 0 | 0 | 0 | 0 | 0 | 0 | 0 | 0 | 0 | 0 | 0 | 0 | 0 | 0 | 0 | 0 | 0 | 0 | 0 | 0
- | - | - | - | 0 | 0 | 0 | 0 | 0 | 0 | 0 | 0 | 0 | 0 | 0 | 0 | 0 | 0 | 0 | 0 | 0 | 0 | 0 | 0 | 0 | 0 | 0 | 0 | 0 | 0 | 0 | 0 | 0 | 0 | 0 | 0 | 0 | 0 | 0 | 0 | 0 | 0 | 0 | 0 | 0 | 0 | 0 | 0 | 0 | 0 | 0 | 0 | 0 | 0 | 0 | 0 | 0 | 0 | 0 | 0 | 0 | 0 | 0 | 0 | 0 | 0 | 0 | 0 | 0 | 0 | 0 | 0 | 0 | 0 | 0 | 0
- | - | - | - | 0 | 0 | 0 | 0 | 0 | 0 | 0 | 0 | 0 | 0 | 0 | 0 | 0 | 0 | 0 | 0 | 0 | 0 | 0 | 0 | 0 | 0 | 0 | 0 | 0 | 0 | 0 | 0 | 0 | 0 | 0 | 0 | 0 | 0 | 0 | 0 | 0 | 0 | 0 | 0 | 0 | 0 | 0 | 0 | 0 | 0 | 0 | 0 | 0 | 0 | 0 | 0 | 0 | 0 | 0 | 0 | 0 | 0 | 0 | 0 | 0 | 0 | 0 | 0 | 0 | 0 | 0 | 0 | 0 | 0 | 0 | 0
- | - | - | - | 0 | 0 | 0 | 0 | 0 | 0 | 0 | 0 | 0 | 0 | 0 | 0 | 0 | 0 | 0 | 0 | 0 | 0 | 0 | 0 | 0 | 0 | 0 | 0 | 0 | 0 | 0 | 0 | 0 | 0 | 0 | 0 | 0 | 0 | 0 | 0 | 0 | 0 | 0 | 0 | 0 | 0 | 0 | 0 | 0 | 0 | 0 | 0 | 0 | 0 | 0 | 0 | 0 | 0 | 0 | 0 | 0 | 0 | 0 | 0 | 0 | 0 | 0 | 0 | 0 | 0 | 0 | 0 | 0 | 0 | 0 | 0
- | - | - | - | 0 | 0 | 0 | 0 | 0 | 0 | 0 | 0 | 0 | 0 | 0 | 0 | 0 | 0 | 0 | 0 | 0 | 0 | 0 | 0 | 0 | 0 | 0 | 0 | 0 | 0 | 0 | 0 | 0 | 0 | 0 | 0 | 0 | 0 | 0 | 0 | 0 | 0 | 0 | 0 | 0 | 0 | 0 | 0 | 0 | 0 | 0 | 0 | 0 | 0 | 0 | 0 | 0 | 0 | 0 | 0 | 0 | 0 | 0 | 0 | 0 | 0 | 0 | 0 | 0 | 0 | 0 | 0 | 0 | 0 | 0 | 0
- | - | - | - | 0 | 0 | 0 | 0 | 0 | 0 | 0 | 0 | 0 | 0 | 0 | 0 | 0 | 0 | 0 | 0 | 0 | 0 | 0 | 0 | 0 | 0 | 0 | 0 | 0 | 0 | 0 | 0 | 0 | 0 | 0 | 0 | 0 | 0 | 0 | 0 | 0 | 0 | 0 | 0 | 0 | 0 | 0 | 0 | 0 | 0 | 0 | 0 | 0 | 0 | 0 | 0 | 0 | 0 | 0 | 0 | 0 | 0 | 0 | 0 | 0 | 0 | 0 | 0 | 0 | 0 | 0 | 0 | 0 | 0 | 0 | 0
- | - | - | - | 0 | 0 | 0 | 0 | 0 | 0 | 0 | 0 | 0 | 0 | 0 | 0 | 0 | 0 | 0 | 0 | 0 | 0 | 0 | 0 | 0 | 0 | 0 | 0 | 0 | 0 | 0 | 0 | 0 | 0 | 0 | 0 | 0 | 0 | 0 | 0 | 0 | 0 | 0 | 0 | 0 | 0 | 0 | 0 | 0 | 0 | 0 | 0 | 0 | 0 | 0 | 0 | 0 | 0 | 0 | 0 | 0 | 0 | 0 | 0 | 0 | 0 | 0 | 0 | 0 | 0 | 0 | 0 | 0 | 0 | 0 | 0
- | - | - | - | 0 | 0 | 0 | 0 | 0 | 0 | 0 | 0 | 0 | 0 | 0 | 0 | 0 | 0 | 0 | 0 | 0 | 0 | 0 | 0 | 0 | 0 | 0 | 0 | 0 | 0 | 0 | 0 | 0 | 0 | 0 | 0 | 0 | 0 | 0 | 0 | 0 | 0 | 0 | 0 | 0 | 0 | 0 | 0 | 0 | 0 | 0 | 0 | 0 | 0 | 0 | 0 | 0 | 0 | 0 | 0 | 0 | 0 | 0 | 0 | 0 | 0 | 0 | 0 | 0 | 0 | 0 | 0 | 0 | 0 | 0 | 0
- | - | - | - | 0 | 0 | 0 | 0 | 0 | 0 | 0 | 0 | 0 | 0 | 0 | 0 | 0 | 0 | 0 | 0 | 0 | 0 | 0 | 0 | 0 | 0 | 0 | 0 | 0 | 0 | 0 | 0 | 0 | 0 | 0 | 0 | 0 | 0 | 0 | 0 | 0 | 0 | 0 | 0 | 0 | 0 | 0 | 0 | 0 | 0 | 0 | 0 | 0 | 0 | 0 | 0 | 0 | 0 | 0 | 0 | 0 | 0 | 0 | 0 | 0 | 0 | 0 | 0 | 0 | 0 | 0 | 0 | 0 | 0 | 0 | 0
- | - | - | - | 0 | 0 | 0 | 0 | 0 | 0 | 0 | 0 | 0 | 0 | 0 | 0 | 0 | 0 | 0 | 0 | 0 | 0 | 0 | 0 | 0 | 0 | 0 | 0 | 0 | 0 | 0 | 0 | 0 | 0 | 0 | 0 | 0 | 0 | 0 | 0 | 0 | 0 | 0 | 0 | 0 | 0 | 0 | 0 | 0 | 0 | 0 | 0 | 0 | 0 | 0 | 0 | 0 | 0 | 0 | 0 | 0 | 0 | 0 | 0 | 0 | 0 | 0 | 0 | 0 | 0 | 0 | 0 | 0 | 0 | 0 | 0
- | - | - | - | 0 | 0 | 0 | 0 | 0 | 0 | 0 | 0 | 0 | 0 | 0 | 0 | 0 | 0 | 0 | 0 | 0 | 0 | 0 | 0 | 0 | 0 | 0 | 0 | 0 | 0 | 0 | 0 | 0 | 0 | 0 | 0 | 0 | 0 | 0 | 0 | 0 | 0 | 0 | 0 | 0 | 0 | 0 | 0 | 0 | 0 | 0 | 0 | 0 | 0 | 0 | 0 | 0 | 0 | 0 | 0 | 0 | 0 | 0 | 0 | 0 | 0 | 0 | 0 | 0 | 0 | 0 | 0 | 0 | 0 | 0 | 0
- | - | - | - | 0 | 0 | 0 | 0 | 0 | 0 | 0 | 0 | 0 | 0 | 0 | 0 | 0 | 0 | 0 | 0 | 0 | 0 | 0 | 0 | 0 | 0 | 0 | 0 | 0 | 0 | 0 | 0 | 0 | 0 | 0 | 0 | 0 | 0 | 0 | 0 | 0 | 0 | 0 | 0 | 0 | 0 | 0 | 0 | 0 | 0 | 0 | 0 | 0 | 0 | 0 | 0 | 0 | 0 | 0 | 0 | 0 | 0 | 0 | 0 | 0 | 0 | 0 | 0 | 0 | 0 | 0 | 0 | 0 | 0 | 0 | 0
- | - | - | - | 0 | 0 | 0 | 0 | 0 | 0 | 0 | 0 | 0 | 0 | 0 | 0 | 0 | 0 | 0 | 0 | 0 | 0 | 0 | 0 | 0 | 0 | 0 | 0 | 0 | 0 | 0 | 0 | 0 | 0 | 0 | 0 | 0 | 0 | 0 | 0 | 0 | 0 | 0 | 0 | 0 | 0 | 0 | 0 | 0 | 0 | 0 | 0 | 0 | 0 | 0 | 0 | 0 | 0 | 0 | 0 | 0 | 0 | 0 | 0 | 0 | 0 | 0 | 0 | 0 | 0 | 0 | 0 | 0 | 0 | 0 | 0
- | - | - | - | 0 | 0 | 0 | 0 | 0 | 0 | 0 | 0 | 0 | 0 | 0 | 0 | 0 | 0 | 0 | 0 | 0 | 0 | 0 | 0 | 0 | 0 | 0 | 0 | 0 | 0 | 0 | 0 | 0 | 0 | 0 | 0 | 0 | 0 | 0 | 0 | 0 | 0 | 0 | 0 | 0 | 0 | 0 | 0 | 0 | 0 | 0 | 0 | 0 | 0 | 0 | 0 | 0 | 0 | 0 | 0 | 0 | 0 | 0 | 0 | 0 | 0 | 0 | 0 | 0 | 0 | 0 | 0 | 0 | 0 | 0 | 0
- | - | - | - | 0 | 0 | 0 | 0 | 0 | 0 | 0 | 0 | 0 | 0 | 0 | 0 | 0 | 0 | 0 | 0 | 0 | 0 | 0 | 0 | 0 | 0 | 0 | 0 | 0 | 0 | 0 | 0 | 0 | 0 | 0 | 0 | 0 | 0 | 0 | 0 | 0 | 0 | 0 | 0 | 0 | 0 | 0 | 0 | 0 | 0 | 0 | 0 | 0 | 0 | 0 | 0 | 0 | 0 | 0 | 0 | 0 | 0 | 0 | 0 | 0 | 0 | 0 | 0 | 0 | 0 | 0 | 0 | 0 | 0 | 0 | 0
- | - | - | - | 0 | 0 | 0 | 0 | 0 | 0 | 0 | 0 | 0 | 0 | 0 | 0 | 0 | 0 | 0 | 0 | 0 | 0 | 0 | 0 | 0 | 0 | 0 | 0 | 0 | 0 | 0 | 0 | 0 | 0 | 0 | 0 | 0 | 0 | 0 | 0 | 0 | 0 | 0 | 0 | 0 | 0 | 0 | 0 | 0 | 0 | 0 | 0 | 0 | 0 | 0 | 0 | 0 | 0 | 0 | 0 | 0 | 0 | 0 | 0 | 0 | 0 | 0 | 0 | 0 | 0 | 0 | 0 | 0 | 0 | 0 | 0
- | - | - | - | 0 | 0 | 0 | 0 | 0 | 0 | 0 | 0 | 0 | 0 | 0 | 0 | 0 | 0 | 0 | 0 | 0 | 0 | 0 | 0 | 0 | 0 | 0 | 0 | 0 | 0 | 0 | 0 | 0 | 0 | 0 | 0 | 0 | 0 | 0 | 0 | 0 | 0 | 0 | 0 | 0 | 0 | 0 | 0 | 0 | 0 | 0 | 0 | 0 | 0 | 0 | 0 | 0 | 0 | 0 | 0 | 0 | 0 | 0 | 0 | 0 | 0 | 0 | 0 | 0 | 0 | 0 | 0 | 0 | 0 | 0 | 0
- | - | - | - | 0 | 0 | 0 | 0 | 0 | 0 | 0 | 0 | 0 | 0 | 0 | 0 | 0 | 0 | 0 | 0 | 0 | 0 | 0 | 0 | 0 | 0 | 0 | 0 | 0 | 0 | 0 | 0 | 0 | 0 | 0 | 0 | 0 | 0 | 0 | 0 | 0 | 0 | 0 | 0 | 0 | 0 | 0 | 0 | 0 | 0 | 0 | 0 | 0 | 0 | 0 | 0 | 0 | 0 | 0 | 0 | 0 | 0 | 0 | 0 | 0 | 0 | 0 | 0 | 0 | 0 | 0 | 0 | 0 | 0 | 0 | 0
- | - | - | - | 0 | 0 | 0 | 0 | 0 | 0 | 0 | 0 | 0 | 0 | 0 | 0 | 0 | 0 | 0 | 0 | 0 | 0 | 0 | 0 | 0 | 0 | 0 | 0 | 0 | 0 | 0 | 0 | 0 | 0 | 0 | 0 | 0 | 0 | 0 | 0 | 0 | 0 | 0 | 0 | 0 | 0 | 0 | 0 | 0 | 0 | 0 | 0 | 0 | 0 | 0 | 0 | 0 | 0 | 0 | 0 | 0 | 0 | 0 | 0 | 0 | 0 | 0 | 0 | 0 | 0 | 0 | 0 | 0 | 0 | 0 | 0
- | - | - | - | 0 | 0 | 0 | 0 | 0 | 0 | 0 | 0 | 0 | 0 | 0 | 0 | 0 | 0 | 0 | 0 | 0 | 0 | 0 | 0 | 0 | 0 | 0 | 0 | 0 | 0 | 0 | 0 | 0 | 0 | 0 | 0 | 0 | 0 | 0 | 0 | 0 | 0 | 0 | 0 | 0 | 0 | 0 | 0 | 0 | 0 | 0 | 0 | 0 | 0 | 0 | 0 | 0 | 0 | 0 | 0 | 0 | 0 | 0 | 0 | 0 | 0 | 0 | 0 | 0 | 0 | 0 | 0 | 0 | 0 | 0 | 0
- | - | - | - | 0 | 0 | 0 | 0 | 0 | 0 | 0 | 0 | 0 | 0 | 0 | 0 | 0 | 0 | 0 | 0 | 0 | 0 | 0 | 0 | 0 | 0 | 0 | 0 | 0 | 0 | 0 | 0 | 0 | 0 | 0 | 0 | 0 | 0 | 0 | 0 | 0 | 0 | 0 | 0 | 0 | 0 | 0 | 0 | 0 | 0 | 0 | 0 | 0 | 0 | 0 | 0 | 0 | 0 | 0 | 0 | 0 | 0 | 0 | 0 | 0 | 0 | 0 | 0 | 0 | 0 | 0 | 0 | 0 | 0 | 0 | 0
- | - | - | - | 0 | 0 | 0 | 0 | 0 | 0 | 0 | 0 | 0 | 0 | 0 | 0 | 0 | 0 | 0 | 0 | 0 | 0 | 0 | 0 | 0 | 0 | 0 | 0 | 0 | 0 | 0 | 0 | 0 | 0 | 0 | 0 | 0 | 0 | 0 | 0 | 0 | 0 | 0 | 0 | 0 | 0 | 0 | 0 | 0 | 0 | 0 | 0 | 0 | 0 | 0 | 0 | 0 | 0 | 0 | 0 | 0 | 0 | 0 | 0 | 0 | 0 | 0 | 0 | 0 | 0 | 0 | 0 | 0 | 0 | 0 | 0
- | - | - | - | 0 | 0 | 0 | 0 | 0 | 0 | 0 | 0 | 0 | 0 | 0 | 0 | 0 | 0 | 0 | 0 | 0 | 0 | 0 | 0 | 0 | 0 | 0 | 0 | 0 | 0 | 0 | 0 | 0 | 0 | 0 | 0 | 0 | 0 | 0 | 0 | 0 | 0 | 0 | 0 | 0 | 0 | 0 | 0 | 0 | 0 | 0 | 0 | 0 | 0 | 0 | 0 | 0 | 0 | 0 | 0 | 0 | 0 | 0 | 0 | 0 | 0 | 0 | 0 | 0 | 0 | 0 | 0 | 0 | 0 | 0 | 0
- | - | - | - | 0 | 0 | 0 | 0 | 0 | 0 | 0 | 0 | 0 | 0 | 0 | 0 | 0 | 0 | 0 | 0 | 0 | 0 | 0 | 0 | 0 | 0 | 0 | 0 | 0 | 0 | 0 | 0 | 0 | 0 | 0 | 0 | 0 | 0 | 0 | 0 | 0 | 0 | 0 | 0 | 0 | 0 | 0 | 0 | 0 | 0 | 0 | 0 | 0 | 0 | 0 | 0 | 0 | 0 | 0 | 0 | 0 | 0 | 0 | 0 | 0 | 0 | 0 | 0 | 0 | 0 | 0 | 0 | 0 | 0 | 0 | 0
- | - | - | - | 0 | 0 | 0 | 0 | 0 | 0 | 0 | 0 | 0 | 0 | 0 | 0 | 0 | 0 | 0 | 0 | 0 | 0 | 0 | 0 | 0 | 0 | 0 | 0 | 0 | 0 | 0 | 0 | 0 | 0 | 0 | 0 | 0 | 0 | 0 | 0 | 0 | 0 | 0 | 0 | 0 | 0 | 0 | 0 | 0 | 0 | 0 | 0 | 0 | 0 | 0 | 0 | 0 | 0 | 0 | 0 | 0 | 0 | 0 | 0 | 0 | 0 | 0 | 0 | 0 | 0 | 0 | 0 | 0 | 0 | 0 | 0
- | - | - | - | 0 | 0 | 0 | 0 | 0 | 0 | 0 | 0 | 0 | 0 | 0 | 0 | 0 | 0 | 0 | 0 | 0 | 0 | 0 | 0 | 0 | 0 | 0 | 0 | 0 | 0 | 0 | 0 | 0 | 0 | 0 | 0 | 0 | 0 | 0 | 0 | 0 | 0 | 0 | 0 | 0 | 0 | 0 | 0 | 0 | 0 | 0 | 0 | 0 | 0 | 0 | 0 | 0 | 0 | 0 | 0 | 0 | 0 | 0 | 0 | 0 | 0 | 0 | 0 | 0 | 0 | 0 | 0 | 0 | 0 | 0 | 0
- | - | - | - | 0 | 0 | 0 | 0 | 0 | 0 | 0 | 0 | 0 | 0 | 0 | 0 | 0 | 0 | 0 | 0 | 0 | 0 | 0 | 0 | 0 | 0 | 0 | 0 | 0 | 0 | 0 | 0 | 0 | 0 | 0 | 0 | 0 | 0 | 0 | 0 | 0 | 0 | 0 | 0 | 0 | 0 | 0 | 0 | 0 | 0 | 0 | 0 | 0 | 0 | 0 | 0 | 0 | 0 | 0 | 0 | 0 | 0 | 0 | 0 | 0 | 0 | 0 | 0 | 0 | 0 | 0 | 0 | 0 | 0 | 0 | 0
- | - | - | - | 0 | 0 | 0 | 0 | 0 | 0 | 0 | 0 | 0 | 0 | 0 | 0 | 0 | 0 | 0 | 0 | 0 | 0 | 0 | 0 | 0 | 0 | 0 | 0 | 0 | 0 | 0 | 0 | 0 | 0 | 0 | 0 | 0 | 0 | 0 | 0 | 0 | 0 | 0 | 0 | 0 | 0 | 0 | 0 | 0 | 0 | 0 | 0 | 0 | 0 | 0 | 0 | 0 | 0 | 0 | 0 | 0 | 0 | 0 | 0 | 0 | 0 | 0 | 0 | 0 | 0 | 0 | 0 | 0 | 0 | 0 | 0
- | - | - | - | 0 | 0 | 0 | 0 | 0 | 0 | 0 | 0 | 0 | 0 | 0 | 0 | 0 | 0 | 0 | 0 | 0 | 0 | 0 | 0 | 0 | 0 | 0 | 0 | 0 | 0 | 0 | 0 | 0 | 0 | 0 | 0 | 0 | 0 | 0 | 0 | 0 | 0 | 0 | 0 | 0 | 0 | 0 | 0 | 0 | 0 | 0 | 0 | 0 | 0 | 0 | 0 | 0 | 0 | 0 | 0 | 0 | 0 | 0 | 0 | 0 | 0 | 0 | 0 | 0 | 0 | 0 | 0 | 0 | 0 | 0 | 0
- | - | - | - | 0 | 0 | 0 | 0 | 0 | 0 | 0 | 0 | 0 | 0 | 0 | 0 | 0 | 0 | 0 | 0 | 0 | 0 | 0 | 0 | 0 | 0 | 0 | 0 | 0 | 0 | 0 | 0 | 0 | 0 | 0 | 0 | 0 | 0 | 0 | 0 | 0 | 0 | 0 | 0 | 0 | 0 | 0 | 0 | 0 | 0 | 0 | 0 | 0 | 0 | 0 | 0 | 0 | 0 | 0 | 0 | 0 | 0 | 0 | 0 | 0 | 0 | 0 | 0 | 0 | 0 | 0 | 0 | 0 | 0 | 0 | 0
- | - | - | - | 0 | 0 | 0 | 0 | 0 | 0 | 0 | 0 | 0 | 0 | 0 | 0 | 0 | 0 | 0 | 0 | 0 | 0 | 0 | 0 | 0 | 0 | 0 | 0 | 0 | 0 | 0 | 0 | 0 | 0 | 0 | 0 | 0 | 0 | 0 | 0 | 0 | 0 | 0 | 0 | 0 | 0 | 0 | 0 | 0 | 0 | 0 | 0 | 0 | 0 | 0 | 0 | 0 | 0 | 0 | 0 | 0 | 0 | 0 | 0 | 0 | 0 | 0 | 0 | 0 | 0 | 0 | 0 | 0 | 0 | 0 | 0
- | - | - | - | 0 | 0 | 0 | 0 | 0 | 0 | 0 | 0 | 0 | 0 | 0 | 0 | 0 | 0 | 0 | 0 | 0 | 0 | 0 | 0 | 0 | 0 | 0 | 0 | 0 | 0 | 0 | 0 | 0 | 0 | 0 | 0 | 0 | 0 | 0 | 0 | 0 | 0 | 0 | 0 | 0 | 0 | 0 | 0 | 0 | 0 | 0 | 0 | 0 | 0 | 0 | 0 | 0 | 0 | 0 | 0 | 0 | 0 | 0 | 0 | 0 | 0 | 0 | 0 | 0 | 0 | 0 | 0 | 0 | 0 | 0 | 0
- | - | - | - | 0 | 0 | 0 | 0 | 0 | 0 | 0 | 0 | 0 | 0 | 0 | 0 | 0 | 0 | 0 | 0 | 0 | 0 | 0 | 0 | 0 | 0 | 0 | 0 | 0 | 0 | 0 | 0 | 0 | 0 | 0 | 0 | 0 | 0 | 0 | 0 | 0 | 0 | 0 | 0 | 0 | 0 | 0 | 0 | 0 | 0 | 0 | 0 | 0 | 0 | 0 | 0 | 0 | 0 | 0 | 0 | 0 | 0 | 0 | 0 | 0 | 0 | 0 | 0 | 0 | 0 | 0 | 0 | 0 | 0 | 0 | 0
- | - | - | - | 0 | 0 | 0 | 0 | 0 | 0 | 0 | 0 | 0 | 0 | 0 | 0 | 0 | 0 | 0 | 0 | 0 | 0 | 0 | 0 | 0 | 0 | 0 | 0 | 0 | 0 | 0 | 0 | 0 | 0 | 0 | 0 | 0 | 0 | 0 | 0 | 0 | 0 | 0 | 0 | 0 | 0 | 0 | 0 | 0 | 0 | 0 | 0 | 0 | 0 | 0 | 0 | 0 | 0 | 0 | 0 | 0 | 0 | 0 | 0 | 0 | 0 | 0 | 0 | 0 | 0 | 0 | 0 | 0 | 0 | 0 | 0
- | - | - | - | 0 | 0 | 0 | 0 | 0 | 0 | 0 | 0 | 0 | 0 | 0 | 0 | 0 | 0 | 0 | 0 | 0 | 0 | 0 | 0 | 0 | 0 | 0 | 0 | 0 | 0 | 0 | 0 | 0 | 0 | 0 | 0 | 0 | 0 | 0 | 0 | 0 | 0 | 0 | 0 | 0 | 0 | 0 | 0 | 0 | 0 | 0 | 0 | 0 | 0 | 0 | 0 | 0 | 0 | 0 | 0 | 0 | 0 | 0 | 0 | 0 | 0 | 0 | 0 | 0 | 0 | 0 | 0 | 0 | 0 | 0 | 0
- | - | - | - | 0 | 0 | 0 | 0 | 0 | 0 | 0 | 0 | 0 | 0 | 0 | 0 | 0 | 0 | 0 | 0 | 0 | 0 | 0 | 0 | 0 | 0 | 0 | 0 | 0 | 0 | 0 | 0 | 0 | 0 | 0 | 0 | 0 | 0 | 0 | 0 | 0 | 0 | 0 | 0 | 0 | 0 | 0 | 0 | 0 | 0 | 0 | 0 | 0 | 0 | 0 | 0 | 0 | 0 | 0 | 0 | 0 | 0 | 0 | 0 | 0 | 0 | 0 | 0 | 0 | 0 | 0 | 0 | 0 | 0 | 0 | 0
- | - | - | - | 0 | 0 | 0 | 0 | 0 | 0 | 0 | 0 | 0 | 0 | 0 | 0 | 0 | 0 | 0 | 0 | 0 | 0 | 0 | 0 | 0 | 0 | 0 | 0 | 0 | 0 | 0 | 0 | 0 | 0 | 0 | 0 | 0 | 0 | 0 | 0 | 0 | 0 | 0 | 0 | 0 | 0 | 0 | 0 | 0 | 0 | 0 | 0 | 0 | 0 | 0 | 0 | 0 | 0 | 0 | 0 | 0 | 0 | 0 | 0 | 0 | 0 | 0 | 0 | 0 | 0 | 0 | 0 | 0 | 0 | 0 | 0
- | - | - | - | 0 | 0 | 0 | 0 | 0 | 0 | 0 | 0 | 0 | 0 | 0 | 0 | 0 | 0 | 0 | 0 | 0 | 0 | 0 | 0 | 0 | 0 | 0 | 0 | 0 | 0 | 0 | 0 | 0 | 0 | 0 | 0 | 0 | 0 | 0 | 0 | 0 | 0 | 0 | 0 | 0 | 0 | 0 | 0 | 0 | 0 | 0 | 0 | 0 | 0 | 0 | 0 | 0 | 0 | 0 | 0 | 0 | 0 | 0 | 0 | 0 | 0 | 0 | 0 | 0 | 0 | 0 | 0 | 0 | 0 | 0 | 0
- | - | - | - | 0 | 0 | 0 | 0 | 0 | 0 | 0 | 0 | 0 | 0 | 0 | 0 | 0 | 0 | 0 | 0 | 0 | 0 | 0 | 0 | 0 | 0 | 0 | 0 | 0 | 0 | 0 | 0 | 0 | 0 | 0 | 0 | 0 | 0 | 0 | 0 | 0 | 0 | 0 | 0 | 0 | 0 | 0 | 0 | 0 | 0 | 0 | 0 | 0 | 0 | 0 | 0 | 0 | 0 | 0 | 0 | 0 | 0 | 0 | 0 | 0 | 0 | 0 | 0 | 0 | 0 | 0 | 0 | 0 | 0 | 0 | 0
- | - | - | - | 0 | 0 | 0 | 0 | 0 | 0 | 0 | 0 | 0 | 0 | 0 | 0 | 0 | 0 | 0 | 0 | 0 | 0 | 0 | 0 | 0 | 0 | 0 | 0 | 0 | 0 | 0 | 0 | 0 | 0 | 0 | 0 | 0 | 0 | 0 | 0 | 0 | 0 | 0 | 0 | 0 | 0 | 0 | 0 | 0 | 0 | 0 | 0 | 0 | 0 | 0 | 0 | 0 | 0 | 0 | 0 | 0 | 0 | 0 | 0 | 0 | 0 | 0 | 0 | 0 | 0 | 0 | 0 | 0 | 0 | 0 | 0
- | - | - | - | 0 | 0 | 0 | 0 | 0 | 0 | 0 | 0 | 0 | 0 | 0 | 0 | 0 | 0 | 0 | 0 | 0 | 0 | 0 | 0 | 0 | 0 | 0 | 0 | 0 | 0 | 0 | 0 | 0 | 0 | 0 | 0 | 0 | 0 | 0 | 0 | 0 | 0 | 0 | 0 | 0 | 0 | 0 | 0 | 0 | 0 | 0 | 0 | 0 | 0 | 0 | 0 | 0 | 0 | 0 | 0 | 0 | 0 | 0 | 0 | 0 | 0 | 0 | 0 | 0 | 0 | 0 | 0 | 0 | 0 | 0 | 0
- | - | - | - | 0 | 0 | 0 | 0 | 0 | 0 | 0 | 0 | 0 | 0 | 0 | 0 | 0 | 0 | 0 | 0 | 0 | 0 | 0 | 0 | 0 | 0 | 0 | 0 | 0 | 0 | 0 | 0 | 0 | 0 | 0 | 0 | 0 | 0 | 0 | 0 | 0 | 0 | 0 | 0 | 0 | 0 | 0 | 0 | 0 | 0 | 0 | 0 | 0 | 0 | 0 | 0 | 0 | 0 | 0 | 0 | 0 | 0 | 0 | 0 | 0 | 0 | 0 | 0 | 0 | 0 | 0 | 0 | 0 | 0 | 0 | 0
- | - | - | - | 0 | 0 | 0 | 0 | 0 | 0 | 0 | 0 | 0 | 0 | 0 | 0 | 0 | 0 | 0 | 0 | 0 | 0 | 0 | 0 | 0 | 0 | 0 | 0 | 0 | 0 | 0 | 0 | 0 | 0 | 0 | 0 | 0 | 0 | 0 | 0 | 0 | 0 | 0 | 0 | 0 | 0 | 0 | 0 | 0 | 0 | 0 | 0 | 0 | 0 | 0 | 0 | 0 | 0 | 0 | 0 | 0 | 0 | 0 | 0 | 0 | 0 | 0 | 0 | 0 | 0 | 0 | 0 | 0 | 0 | 0 | 0
- | - | - | - | 0 | 0 | 0 | 0 | 0 | 0 | 0 | 0 | 0 | 0 | 0 | 0 | 0 | 0 | 0 | 0 | 0 | 0 | 0 | 0 | 0 | 0 | 0 | 0 | 0 | 0 | 0 | 0 | 0 | 0 | 0 | 0 | 0 | 0 | 0 | 0 | 0 | 0 | 0 | 0 | 0 | 0 | 0 | 0 | 0 | 0 | 0 | 0 | 0 | 0 | 0 | 0 | 0 | 0 | 0 | 0 | 0 | 0 | 0 | 0 | 0 | 0 | 0 | 0 | 0 | 0 | 0 | 0 | 0 | 0 | 0 | 0
- | - | - | - | 0 | 0 | 0 | 0 | 0 | 0 | 0 | 0 | 0 | 0 | 0 | 0 | 0 | 0 | 0 | 0 | 0 | 0 | 0 | 0 | 0 | 0 | 0 | 0 | 0 | 0 | 0 | 0 | 0 | 0 | 0 | 0 | 0 | 0 | 0 | 0 | 0 | 0 | 0 | 0 | 0 | 0 | 0 | 0 | 0 | 0 | 0 | 0 | 0 | 0 | 0 | 0 | 0 | 0 | 0 | 0 | 0 | 0 | 0 | 0 | 0 | 0 | 0 | 0 | 0 | 0 | 0 | 0 | 0 | 0 | 0 | 0
- | - | - | - | 0 | 0 | 0 | 0 | 0 | 0 | 0 | 0 | 0 | 0 | 0 | 0 | 0 | 0 | 0 | 0 | 0 | 0 | 0 | 0 | 0 | 0 | 0 | 0 | 0 | 0 | 0 | 0 | 0 | 0 | 0 | 0 | 0 | 0 | 0 | 0 | 0 | 0 | 0 | 0 | 0 | 0 | 0 | 0 | 0 | 0 | 0 | 0 | 0 | 0 | 0 | 0 | 0 | 0 | 0 | 0 | 0 | 0 | 0 | 0 | 0 | 0 | 0 | 0 | 0 | 0 | 0 | 0 | 0 | 0 | 0 | 0
- | - | - | - | 0 | 0 | 0 | 0 | 0 | 0 | 0 | 0 | 0 | 0 | 0 | 0 | 0 | 0 | 0 | 0 | 0 | 0 | 0 | 0 | 0 | 0 | 0 | 0 | 0 | 0 | 0 | 0 | 0 | 0 | 0 | 0 | 0 | 0 | 0 | 0 | 0 | 0 | 0 | 0 | 0 | 0 | 0 | 0 | 0 | 0 | 0 | 0 | 0 | 0 | 0 | 0 | 0 | 0 | 0 | 0 | 0 | 0 | 0 | 0 | 0 | 0 | 0 | 0 | 0 | 0 | 0 | 0 | 0 | 0 | 0 | 0
- | - | - | - | 0 | 0 | 0 | 0 | 0 | 0 | 0 | 0 | 0 | 0 | 0 | 0 | 0 | 0 | 0 | 0 | 0 | 0 | 0 | 0 | 0 | 0 | 0 | 0 | 0 | 0 | 0 | 0 | 0 | 0 | 0 | 0 | 0 | 0 | 0 | 0 | 0 | 0 | 0 | 0 | 0 | 0 | 0 | 0 | 0 | 0 | 0 | 0 | 0 | 0 | 0 | 0 | 0 | 0 | 0 | 0 | 0 | 0 | 0 | 0 | 0 | 0 | 0 | 0 | 0 | 0 | 0 | 0 | 0 | 0 | 0 | 0
- | - | - | - | 0 | 0 | 0 | 0 | 0 | 0 | 0 | 0 | 0 | 0 | 0 | 0 | 0 | 0 | 0 | 0 | 0 | 0 | 0 | 0 | 0 | 0 | 0 | 0 | 0 | 0 | 0 | 0 | 0 | 0 | 0 | 0 | 0 | 0 | 0 | 0 | 0 | 0 | 0 | 0 | 0 | 0 | 0 | 0 | 0 | 0 | 0 | 0 | 0 | 0 | 0 | 0 | 0 | 0 | 0 | 0 | 0 | 0 | 0 | 0 | 0 | 0 | 0 | 0 | 0 | 0 | 0 | 0 | 0 | 0 | 0 | 0
- | - | - | - | 0 | 0 | 0 | 0 | 0 | 0 | 0 | 0 | 0 | 0 | 0 | 0 | 0 | 0 | 0 | 0 | 0 | 0 | 0 | 0 | 0 | 0 | 0 | 0 | 0 | 0 | 0 | 0 | 0 | 0 | 0 | 0 | 0 | 0 | 0 | 0 | 0 | 0 | 0 | 0 | 0 | 0 | 0 | 0 | 0 | 0 | 0 | 0 | 0 | 0 | 0 | 0 | 0 | 0 | 0 | 0 | 0 | 0 | 0 | 0 | 0 | 0 | 0 | 0 | 0 | 0 | 0 | 0 | 0 | 0 | 0 | 0
- | - | - | - | 0 | 0 | 0 | 0 | 0 | 0 | 0 | 0 | 0 | 0 | 0 | 0 | 0 | 0 | 0 | 0 | 0 | 0 | 0 | 0 | 0 | 0 | 0 | 0 | 0 | 0 | 0 | 0 | 0 | 0 | 0 | 0 | 0 | 0 | 0 | 0 | 0 | 0 | 0 | 0 | 0 | 0 | 0 | 0 | 0 | 0 | 0 | 0 | 0 | 0 | 0 | 0 | 0 | 0 | 0 | 0 | 0 | 0 | 0 | 0 | 0 | 0 | 0 | 0 | 0 | 0 | 0 | 0 | 0 | 0 | 0 | 0
- | - | - | - | 0 | 0 | 0 | 0 | 0 | 0 | 0 | 0 | 0 | 0 | 0 | 0 | 0 | 0 | 0 | 0 | 0 | 0 | 0 | 0 | 0 | 0 | 0 | 0 | 0 | 0 | 0 | 0 | 0 | 0 | 0 | 0 | 0 | 0 | 0 | 0 | 0 | 0 | 0 | 0 | 0 | 0 | 0 | 0 | 0 | 0 | 0 | 0 | 0 | 0 | 0 | 0 | 0 | 0 | 0 | 0 | 0 | 0 | 0 | 0 | 0 | 0 | 0 | 0 | 0 | 0 | 0 | 0 | 0 | 0 | 0 | 0
- | - | - | - | 0 | 0 | 0 | 0 | 0 | 0 | 0 | 0 | 0 | 0 | 0 | 0 | 0 | 0 | 0 | 0 | 0 | 0 | 0 | 0 | 0 | 0 | 0 | 0 | 0 | 0 | 0 | 0 | 0 | 0 | 0 | 0 | 0 | 0 | 0 | 0 | 0 | 0 | 0 | 0 | 0 | 0 | 0 | 0 | 0 | 0 | 0 | 0 | 0 | 0 | 0 | 0 | 0 | 0 | 0 | 0 | 0 | 0 | 0 | 0 | 0 | 0 | 0 | 0 | 0 | 0 | 0 | 0 | 0 | 0 | 0 | 0
- | - | - | - | 0 | 0 | 0 | 0 | 0 | 0 | 0 | 0 | 0 | 0 | 0 | 0 | 0 | 0 | 0 | 0 | 0 | 0 | 0 | 0 | 0 | 0 | 0 | 0 | 0 | 0 | 0 | 0 | 0 | 0 | 0 | 0 | 0 | 0 | 0 | 0 | 0 | 0 | 0 | 0 | 0 | 0 | 0 | 0 | 0 | 0 | 0 | 0 | 0 | 0 | 0 | 0 | 0 | 0 | 0 | 0 | 0 | 0 | 0 | 0 | 0 | 0 | 0 | 0 | 0 | 0 | 0 | 0 | 0 | 0 | 0 | 0
- | - | - | - | 0 | 0 | 0 | 0 | 0 | 0 | 0 | 0 | 0 | 0 | 0 | 0 | 0 | 0 | 0 | 0 | 0 | 0 | 0 | 0 | 0 | 0 | 0 | 0 | 0 | 0 | 0 | 0 | 0 | 0 | 0 | 0 | 0 | 0 | 0 | 0 | 0 | 0 | 0 | 0 | 0 | 0 | 0 | 0 | 0 | 0 | 0 | 0 | 0 | 0 | 0 | 0 | 0 | 0 | 0 | 0 | 0 | 0 | 0 | 0 | 0 | 0 | 0 | 0 | 0 | 0 | 0 | 0 | 0 | 0 | 0 | 0
- | - | - | - | 0 | 0 | 0 | 0 | 0 | 0 | 0 | 0 | 0 | 0 | 0 | 0 | 0 | 0 | 0 | 0 | 0 | 0 | 0 | 0 | 0 | 0 | 0 | 0 | 0 | 0 | 0 | 0 | 0 | 0 | 0 | 0 | 0 | 0 | 0 | 0 | 0 | 0 | 0 | 0 | 0 | 0 | 0 | 0 | 0 | 0 | 0 | 0 | 0 | 0 | 0 | 0 | 0 | 0 | 0 | 0 | 0 | 0 | 0 | 0 | 0 | 0 | 0 | 0 | 0 | 0 | 0 | 0 | 0 | 0 | 0 | 0
- | - | - | - | 0 | 0 | 0 | 0 | 0 | 0 | 0 | 0 | 0 | 0 | 0 | 0 | 0 | 0 | 0 | 0 | 0 | 0 | 0 | 0 | 0 | 0 | 0 | 0 | 0 | 0 | 0 | 0 | 0 | 0 | 0 | 0 | 0 | 0 | 0 | 0 | 0 | 0 | 0 | 0 | 0 | 0 | 0 | 0 | 0 | 0 | 0 | 0 | 0 | 0 | 0 | 0 | 0 | 0 | 0 | 0 | 0 | 0 | 0 | 0 | 0 | 0 | 0 | 0 | 0 | 0 | 0 | 0 | 0 | 0 | 0 | 0
- | - | - | - | 0 | 0 | 0 | 0 | 0 | 0 | 0 | 0 | 0 | 0 | 0 | 0 | 0 | 0 | 0 | 0 | 0 | 0 | 0 | 0 | 0 | 0 | 0 | 0 | 0 | 0 | 0 | 0 | 0 | 0 | 0 | 0 | 0 | 0 | 0 | 0 | 0 | 0 | 0 | 0 | 0 | 0 | 0 | 0 | 0 | 0 | 0 | 0 | 0 | 0 | 0 | 0 | 0 | 0 | 0 | 0 | 0 | 0 | 0 | 0 | 0 | 0 | 0 | 0 | 0 | 0 | 0 | 0 | 0 | 0 | 0 | 0
- | - | - | - | 0 | 0 | 0 | 0 | 0 | 0 | 0 | 0 | 0 | 0 | 0 | 0 | 0 | 0 | 0 | 0 | 0 | 0 | 0 | 0 | 0 | 0 | 0 | 0 | 0 | 0 | 0 | 0 | 0 | 0 | 0 | 0 | 0 | 0 | 0 | 0 | 0 | 0 | 0 | 0 | 0 | 0 | 0 | 0 | 0 | 0 | 0 | 0 | 0 | 0 | 0 | 0 | 0 | 0 | 0 | 0 | 0 | 0 | 0 | 0 | 0 | 0 | 0 | 0 | 0 | 0 | 0 | 0 | 0 | 0 | 0 | 0
- | - | - | - | 0 | 0 | 0 | 0 | 0 | 0 | 0 | 0 | 0 | 0 | 0 | 0 | 0 | 0 | 0 | 0 | 0 | 0 | 0 | 0 | 0 | 0 | 0 | 0 | 0 | 0 | 0 | 0 | 0 | 0 | 0 | 0 | 0 | 0 | 0 | 0 | 0 | 0 | 0 | 0 | 0 | 0 | 0 | 0 | 0 | 0 | 0 | 0 | 0 | 0 | 0 | 0 | 0 | 0 | 0 | 0 | 0 | 0 | 0 | 0 | 0 | 0 | 0 | 0 | 0 | 0 | 0 | 0 | 0 | 0 | 0 | 0
- | - | - | - | 0 | 0 | 0 | 0 | 0 | 0 | 0 | 0 | 0 | 0 | 0 | 0 | 0 | 0 | 0 | 0 | 0 | 0 | 0 | 0 | 0 | 0 | 0 | 0 | 0 | 0 | 0 | 0 | 0 | 0 | 0 | 0 | 0 | 0 | 0 | 0 | 0 | 0 | 0 | 0 | 0 | 0 | 0 | 0 | 0 | 0 | 0 | 0 | 0 | 0 | 0 | 0 | 0 | 0 | 0 | 0 | 0 | 0 | 0 | 0 | 0 | 0 | 0 | 0 | 0 | 0 | 0 | 0 | 0 | 0 | 0 | 0
- | - | - | - | 0 | 0 | 0 | 0 | 0 | 0 | 0 | 0 | 0 | 0 | 0 | 0 | 0 | 0 | 0 | 0 | 0 | 0 | 0 | 0 | 0 | 0 | 0 | 0 | 0 | 0 | 0 | 0 | 0 | 0 | 0 | 0 | 0 | 0 | 0 | 0 | 0 | 0 | 0 | 0 | 0 | 0 | 0 | 0 | 0 | 0 | 0 | 0 | 0 | 0 | 0 | 0 | 0 | 0 | 0 | 0 | 0 | 0 | 0 | 0 | 0 | 0 | 0 | 0 | 0 | 0 | 0 | 0 | 0 | 0 | 0 | 0
- | - | - | - | 0 | 0 | 0 | 0 | 0 | 0 | 0 | 0 | 0 | 0 | 0 | 0 | 0 | 0 | 0 | 0 | 0 | 0 | 0 | 0 | 0 | 0 | 0 | 0 | 0 | 0 | 0 | 0 | 0 | 0 | 0 | 0 | 0 | 0 | 0 | 0 | 0 | 0 | 0 | 0 | 0 | 0 | 0 | 0 | 0 | 0 | 0 | 0 | 0 | 0 | 0 | 0 | 0 | 0 | 0 | 0 | 0 | 0 | 0 | 0 | 0 | 0 | 0 | 0 | 0 | 0 | 0 | 0 | 0 | 0 | 0 | 0
- | - | - | - | 0 | 0 | 0 | 0 | 0 | 0 | 0 | 0 | 0 | 0 | 0 | 0 | 0 | 0 | 0 | 0 | 0 | 0 | 0 | 0 | 0 | 0 | 0 | 0 | 0 | 0 | 0 | 0 | 0 | 0 | 0 | 0 | 0 | 0 | 0 | 0 | 0 | 0 | 0 | 0 | 0 | 0 | 0 | 0 | 0 | 0 | 0 | 0 | 0 | 0 | 0 | 0 | 0 | 0 | 0 | 0 | 0 | 0 | 0 | 0 | 0 | 0 | 0 | 0 | 0 | 0 | 0 | 0 | 0 | 0 | 0 | 0
- | - | - | - | 0 | 0 | 0 | 0 | 0 | 0 | 0 | 0 | 0 | 0 | 0 | 0 | 0 | 0 | 0 | 0 | 0 | 0 | 0 | 0 | 0 | 0 | 0 | 0 | 0 | 0 | 0 | 0 | 0 | 0 | 0 | 0 | 0 | 0 | 0 | 0 | 0 | 0 | 0 | 0 | 0 | 0 | 0 | 0 | 0 | 0 | 0 | 0 | 0 | 0 | 0 | 0 | 0 | 0 | 0 | 0 | 0 | 0 | 0 | 0 | 0 | 0 | 0 | 0 | 0 | 0 | 0 | 0 | 0 | 0 | 0 | 0
- | - | - | - | 0 | 0 | 0 | 0 | 0 | 0 | 0 | 0 | 0 | 0 | 0 | 0 | 0 | 0 | 0 | 0 | 0 | 0 | 0 | 0 | 0 | 0 | 0 | 0 | 0 | 0 | 0 | 0 | 0 | 0 | 0 | 0 | 0 | 0 | 0 | 0 | 0 | 0 | 0 | 0 | 0 | 0 | 0 | 0 | 0 | 0 | 0 | 0 | 0 | 0 | 0 | 0 | 0 | 0 | 0 | 0 | 0 | 0 | 0 | 0 | 0 | 0 | 0 | 0 | 0 | 0 | 0 | 0 | 0 | 0 | 0 | 0
- | - | - | - | 0 | 0 | 0 | 0 | 0 | 0 | 0 | 0 | 0 | 0 | 0 | 0 | 0 | 0 | 0 | 0 | 0 | 0 | 0 | 0 | 0 | 0 | 0 | 0 | 0 | 0 | 0 | 0 | 0 | 0 | 0 | 0 | 0 | 0 | 0 | 0 | 0 | 0 | 0 | 0 | 0 | 0 | 0 | 0 | 0 | 0 | 0 | 0 | 0 | 0 | 0 | 0 | 0 | 0 | 0 | 0 | 0 | 0 | 0 | 0 | 0 | 0 | 0 | 0 | 0 | 0 | 0 | 0 | 0 | 0 | 0 | 0
- | - | - | - | 0 | 0 | 0 | 0 | 0 | 0 | 0 | 0 | 0 | 0 | 0 | 0 | 0 | 0 | 0 | 0 | 0 | 0 | 0 | 0 | 0 | 0 | 0 | 0 | 0 | 0 | 0 | 0 | 0 | 0 | 0 | 0 | 0 | 0 | 0 | 0 | 0 | 0 | 0 | 0 | 0 | 0 | 0 | 0 | 0 | 0 | 0 | 0 | 0 | 0 | 0 | 0 | 0 | 0 | 0 | 0 | 0 | 0 | 0 | 0 | 0 | 0 | 0 | 0 | 0 | 0 | 0 | 0 | 0 | 0 | 0 | 0
- | - | - | - | 0 | 0 | 0 | 0 | 0 | 0 | 0 | 0 | 0 | 0 | 0 | 0 | 0 | 0 | 0 | 0 | 0 | 0 | 0 | 0 | 0 | 0 | 0 | 0 | 0 | 0 | 0 | 0 | 0 | 0 | 0 | 0 | 0 | 0 | 0 | 0 | 0 | 0 | 0 | 0 | 0 | 0 | 0 | 0 | 0 | 0 | 0 | 0 | 0 | 0 | 0 | 0 | 0 | 0 | 0 | 0 | 0 | 0 | 0 | 0 | 0 | 0 | 0 | 0 | 0 | 0 | 0 | 0 | 0 | 0 | 0 | 0
- | - | - | - | 0 | 0 | 0 | 0 | 0 | 0 | 0 | 0 | 0 | 0 | 0 | 0 | 0 | 0 | 0 | 0 | 0 | 0 | 0 | 0 | 0 | 0 | 0 | 0 | 0 | 0 | 0 | 0 | 0 | 0 | 0 | 0 | 0 | 0 | 0 | 0 | 0 | 0 | 0 | 0 | 0 | 0 | 0 | 0 | 0 | 0 | 0 | 0 | 0 | 0 | 0 | 0 | 0 | 0 | 0 | 0 | 0 | 0 | 0 | 0 | 0 | 0 | 0 | 0 | 0 | 0 | 0 | 0 | 0 | 0 | 0 | 0
- | - | - | - | 0 | 0 | 0 | 0 | 0 | 0 | 0 | 0 | 0 | 0 | 0 | 0 | 0 | 0 | 0 | 0 | 0 | 0 | 0 | 0 | 0 | 0 | 0 | 0 | 0 | 0 | 0 | 0 | 0 | 0 | 0 | 0 | 0 | 0 | 0 | 0 | 0 | 0 | 0 | 0 | 0 | 0 | 0 | 0 | 0 | 0 | 0 | 0 | 0 | 0 | 0 | 0 | 0 | 0 | 0 | 0 | 0 | 0 | 0 | 0 | 0 | 0 | 0 | 0 | 0 | 0 | 0 | 0 | 0 | 0 | 0 | 0
- | - | - | - | 0 | 0 | 0 | 0 | 0 | 0 | 0 | 0 | 0 | 0 | 0 | 0 | 0 | 0 | 0 | 0 | 0 | 0 | 0 | 0 | 0 | 0 | 0 | 0 | 0 | 0 | 0 | 0 | 0 | 0 | 0 | 0 | 0 | 0 | 0 | 0 | 0 | 0 | 0 | 0 | 0 | 0 | 0 | 0 | 0 | 0 | 0 | 0 | 0 | 0 | 0 | 0 | 0 | 0 | 0 | 0 | 0 | 0 | 0 | 0 | 0 | 0 | 0 | 0 | 0 | 0 | 0 | 0 | 0 | 0 | 0 | 0
- | - | - | - | 0 | 0 | 0 | 0 | 0 | 0 | 0 | 0 | 0 | 0 | 0 | 0 | 0 | 0 | 0 | 0 | 0 | 0 | 0 | 0 | 0 | 0 | 0 | 0 | 0 | 0 | 0 | 0 | 0 | 0 | 0 | 0 | 0 | 0 | 0 | 0 | 0 | 0 | 0 | 0 | 0 | 0 | 0 | 0 | 0 | 0 | 0 | 0 | 0 | 0 | 0 | 0 | 0 | 0 | 0 | 0 | 0 | 0 | 0 | 0 | 0 | 0 | 0 | 0 | 0 | 0 | 0 | 0 | 0 | 0 | 0 | 0
- | - | - | - | 0 | 0 | 0 | 0 | 0 | 0 | 0 | 0 | 0 | 0 | 0 | 0 | 0 | 0 | 0 | 0 | 0 | 0 | 0 | 0 | 0 | 0 | 0 | 0 | 0 | 0 | 0 | 0 | 0 | 0 | 0 | 0 | 0 | 0 | 0 | 0 | 0 | 0 | 0 | 0 | 0 | 0 | 0 | 0 | 0 | 0 | 0 | 0 | 0 | 0 | 0 | 0 | 0 | 0 | 0 | 0 | 0 | 0 | 0 | 0 | 0 | 0 | 0 | 0 | 0 | 0 | 0 | 0 | 0 | 0 | 0 | 0
- | - | - | - | 0 | 0 | 0 | 0 | 0 | 0 | 0 | 0 | 0 | 0 | 0 | 0 | 0 | 0 | 0 | 0 | 0 | 0 | 0 | 0 | 0 | 0 | 0 | 0 | 0 | 0 | 0 | 0 | 0 | 0 | 0 | 0 | 0 | 0 | 0 | 0 | 0 | 0 | 0 | 0 | 0 | 0 | 0 | 0 | 0 | 0 | 0 | 0 | 0 | 0 | 0 | 0 | 0 | 0 | 0 | 0 | 0 | 0 | 0 | 0 | 0 | 0 | 0 | 0 | 0 | 0 | 0 | 0 | 0 | 0 | 0 | 0
- | - | - | - | 0 | 0 | 0 | 0 | 0 | 0 | 0 | 0 | 0 | 0 | 0 | 0 | 0 | 0 | 0 | 0 | 0 | 0 | 0 | 0 | 0 | 0 | 0 | 0 | 0 | 0 | 0 | 0 | 0 | 0 | 0 | 0 | 0 | 0 | 0 | 0 | 0 | 0 | 0 | 0 | 0 | 0 | 0 | 0 | 0 | 0 | 0 | 0 | 0 | 0 | 0 | 0 | 0 | 0 | 0 | 0 | 0 | 0 | 0 | 0 | 0 | 0 | 0 | 0 | 0 | 0 | 0 | 0 | 0 | 0 | 0 | 0
- | - | - | - | 0 | 0 | 0 | 0 | 0 | 0 | 0 | 0 | 0 | 0 | 0 | 0 | 0 | 0 | 0 | 0 | 0 | 0 | 0 | 0 | 0 | 0 | 0 | 0 | 0 | 0 | 0 | 0 | 0 | 0 | 0 | 0 | 0 | 0 | 0 | 0 | 0 | 0 | 0 | 0 | 0 | 0 | 0 | 0 | 0 | 0 | 0 | 0 | 0 | 0 | 0 | 0 | 0 | 0 | 0 | 0 | 0 | 0 | 0 | 0 | 0 | 0 | 0 | 0 | 0 | 0 | 0 | 0 | 0 | 0 | 0 | 0
- | - | - | - | 0 | 0 | 0 | 0 | 0 | 0 | 0 | 0 | 0 | 0 | 0 | 0 | 0 | 0 | 0 | 0 | 0 | 0 | 0 | 0 | 0 | 0 | 0 | 0 | 0 | 0 | 0 | 0 | 0 | 0 | 0 | 0 | 0 | 0 | 0 | 0 | 0 | 0 | 0 | 0 | 0 | 0 | 0 | 0 | 0 | 0 | 0 | 0 | 0 | 0 | 0 | 0 | 0 | 0 | 0 | 0 | 0 | 0 | 0 | 0 | 0 | 0 | 0 | 0 | 0 | 0 | 0 | 0 | 0 | 0 | 0 | 0
- | - | - | - | 0 | 0 | 0 | 0 | 0 | 0 | 0 | 0 | 0 | 0 | 0 | 0 | 0 | 0 | 0 | 0 | 0 | 0 | 0 | 0 | 0 | 0 | 0 | 0 | 0 | 0 | 0 | 0 | 0 | 0 | 0 | 0 | 0 | 0 | 0 | 0 | 0 | 0 | 0 | 0 | 0 | 0 | 0 | 0 | 0 | 0 | 0 | 0 | 0 | 0 | 0 | 0 | 0 | 0 | 0 | 0 | 0 | 0 | 0 | 0 | 0 | 0 | 0 | 0 | 0 | 0 | 0 | 0 | 0 | 0 | 0 | 0
- | - | - | - | 0 | 0 | 0 | 0 | 0 | 0 | 0 | 0 | 0 | 0 | 0 | 0 | 0 | 0 | 0 | 0 | 0 | 0 | 0 | 0 | 0 | 0 | 0 | 0 | 0 | 0 | 0 | 0 | 0 | 0 | 0 | 0 | 0 | 0 | 0 | 0 | 0 | 0 | 0 | 0 | 0 | 0 | 0 | 0 | 0 | 0 | 0 | 0 | 0 | 0 | 0 | 0 | 0 | 0 | 0 | 0 | 0 | 0 | 0 | 0 | 0 | 0 | 0 | 0 | 0 | 0 | 0 | 0 | 0 | 0 | 0 | 0
- | - | - | - | 0 | 0 | 0 | 0 | 0 | 0 | 0 | 0 | 0 | 0 | 0 | 0 | 0 | 0 | 0 | 0 | 0 | 0 | 0 | 0 | 0 | 0 | 0 | 0 | 0 | 0 | 0 | 0 | 0 | 0 | 0 | 0 | 0 | 0 | 0 | 0 | 0 | 0 | 0 | 0 | 0 | 0 | 0 | 0 | 0 | 0 | 0 | 0 | 0 | 0 | 0 | 0 | 0 | 0 | 0 | 0 | 0 | 0 | 0 | 0 | 0 | 0 | 0 | 0 | 0 | 0 | 0 | 0 | 0 | 0 | 0 | 0
- | - | - | - | 0 | 0 | 0 | 0 | 0 | 0 | 0 | 0 | 0 | 0 | 0 | 0 | 0 | 0 | 0 | 0 | 0 | 0 | 0 | 0 | 0 | 0 | 0 | 0 | 0 | 0 | 0 | 0 | 0 | 0 | 0 | 0 | 0 | 0 | 0 | 0 | 0 | 0 | 0 | 0 | 0 | 0 | 0 | 0 | 0 | 0 | 0 | 0 | 0 | 0 | 0 | 0 | 0 | 0 | 0 | 0 | 0 | 0 | 0 | 0 | 0 | 0 | 0 | 0 | 0 | 0 | 0 | 0 | 0 | 0 | 0 | 0
- | - | - | - | 0 | 0 | 0 | 0 | 0 | 0 | 0 | 0 | 0 | 0 | 0 | 0 | 0 | 0 | 0 | 0 | 0 | 0 | 0 | 0 | 0 | 0 | 0 | 0 | 0 | 0 | 0 | 0 | 0 | 0 | 0 | 0 | 0 | 0 | 0 | 0 | 0 | 0 | 0 | 0 | 0 | 0 | 0 | 0 | 0 | 0 | 0 | 0 | 0 | 0 | 0 | 0 | 0 | 0 | 0 | 0 | 0 | 0 | 0 | 0 | 0 | 0 | 0 | 0 | 0 | 0 | 0 | 0 | 0 | 0 | 0 | 0
- | - | - | - | 0 | 0 | 0 | 0 | 0 | 0 | 0 | 0 | 0 | 0 | 0 | 0 | 0 | 0 | 0 | 0 | 0 | 0 | 0 | 0 | 0 | 0 | 0 | 0 | 0 | 0 | 0 | 0 | 0 | 0 | 0 | 0 | 0 | 0 | 0 | 0 | 0 | 0 | 0 | 0 | 0 | 0 | 0 | 0 | 0 | 0 | 0 | 0 | 0 | 0 | 0 | 0 | 0 | 0 | 0 | 0 | 0 | 0 | 0 | 0 | 0 | 0 | 0 | 0 | 0 | 0 | 0 | 0 | 0 | 0 | 0 | 0
- | - | - | - | 0 | 0 | 0 | 0 | 0 | 0 | 0 | 0 | 0 | 0 | 0 | 0 | 0 | 0 | 0 | 0 | 0 | 0 | 0 | 0 | 0 | 0 | 0 | 0 | 0 | 0 | 0 | 0 | 0 | 0 | 0 | 0 | 0 | 0 | 0 | 0 | 0 | 0 | 0 | 0 | 0 | 0 | 0 | 0 | 0 | 0 | 0 | 0 | 0 | 0 | 0 | 0 | 0 | 0 | 0 | 0 | 0 | 0 | 0 | 0 | 0 | 0 | 0 | 0 | 0 | 0 | 0 | 0 | 0 | 0 | 0 | 0
- | - | - | - | 0 | 0 | 0 | 0 | 0 | 0 | 0 | 0 | 0 | 0 | 0 | 0 | 0 | 0 | 0 | 0 | 0 | 0 | 0 | 0 | 0 | 0 | 0 | 0 | 0 | 0 | 0 | 0 | 0 | 0 | 0 | 0 | 0 | 0 | 0 | 0 | 0 | 0 | 0 | 0 | 0 | 0 | 0 | 0 | 0 | 0 | 0 | 0 | 0 | 0 | 0 | 0 | 0 | 0 | 0 | 0 | 0 | 0 | 0 | 0 | 0 | 0 | 0 | 0 | 0 | 0 | 0 | 0 | 0 | 0 | 0 | 0
- | - | - | - | 0 | 0 | 0 | 0 | 0 | 0 | 0 | 0 | 0 | 0 | 0 | 0 | 0 | 0 | 0 | 0 | 0 | 0 | 0 | 0 | 0 | 0 | 0 | 0 | 0 | 0 | 0 | 0 | 0 | 0 | 0 | 0 | 0 | 0 | 0 | 0 | 0 | 0 | 0 | 0 | 0 | 0 | 0 | 0 | 0 | 0 | 0 | 0 | 0 | 0 | 0 | 0 | 0 | 0 | 0 | 0 | 0 | 0 | 0 | 0 | 0 | 0 | 0 | 0 | 0 | 0 | 0 | 0 | 0 | 0 | 0 | 0
- | - | - | - | 0 | 0 | 0 | 0 | 0 | 0 | 0 | 0 | 0 | 0 | 0 | 0 | 0 | 0 | 0 | 0 | 0 | 0 | 0 | 0 | 0 | 0 | 0 | 0 | 0 | 0 | 0 | 0 | 0 | 0 | 0 | 0 | 0 | 0 | 0 | 0 | 0 | 0 | 0 | 0 | 0 | 0 | 0 | 0 | 0 | 0 | 0 | 0 | 0 | 0 | 0 | 0 | 0 | 0 | 0 | 0 | 0 | 0 | 0 | 0 | 0 | 0 | 0 | 0 | 0 | 0 | 0 | 0 | 0 | 0 | 0 | 0
- | - | - | - | 0 | 0 | 0 | 0 | 0 | 0 | 0 | 0 | 0 | 0 | 0 | 0 | 0 | 0 | 0 | 0 | 0 | 0 | 0 | 0 | 0 | 0 | 0 | 0 | 0 | 0 | 0 | 0 | 0 | 0 | 0 | 0 | 0 | 0 | 0 | 0 | 0 | 0 | 0 | 0 | 0 | 0 | 0 | 0 | 0 | 0 | 0 | 0 | 0 | 0 | 0 | 0 | 0 | 0 | 0 | 0 | 0 | 0 | 0 | 0 | 0 | 0 | 0 | 0 | 0 | 0 | 0 | 0 | 0 | 0 | 0 | 0
- | - | - | - | 0 | 0 | 0 | 0 | 0 | 0 | 0 | 0 | 0 | 0 | 0 | 0 | 0 | 0 | 0 | 0 | 0 | 0 | 0 | 0 | 0 | 0 | 0 | 0 | 0 | 0 | 0 | 0 | 0 | 0 | 0 | 0 | 0 | 0 | 0 | 0 | 0 | 0 | 0 | 0 | 0 | 0 | 0 | 0 | 0 | 0 | 0 | 0 | 0 | 0 | 0 | 0 | 0 | 0 | 0 | 0 | 0 | 0 | 0 | 0 | 0 | 0 | 0 | 0 | 0 | 0 | 0 | 0 | 0 | 0 | 0 | 0
- | - | - | - | 0 | 0 | 0 | 0 | 0 | 0 | 0 | 0 | 0 | 0 | 0 | 0 | 0 | 0 | 0 | 0 | 0 | 0 | 0 | 0 | 0 | 0 | 0 | 0 | 0 | 0 | 0 | 0 | 0 | 0 | 0 | 0 | 0 | 0 | 0 | 0 | 0 | 0 | 0 | 0 | 0 | 0 | 0 | 0 | 0 | 0 | 0 | 0 | 0 | 0 | 0 | 0 | 0 | 0 | 0 | 0 | 0 | 0 | 0 | 0 | 0 | 0 | 0 | 0 | 0 | 0 | 0 | 0 | 0 | 0 | 0 | 0
- | - | - | - | 0 | 0 | 0 | 0 | 0 | 0 | 0 | 0 | 0 | 0 | 0 | 0 | 0 | 0 | 0 | 0 | 0 | 0 | 0 | 0 | 0 | 0 | 0 | 0 | 0 | 0 | 0 | 0 | 0 | 0 | 0 | 0 | 0 | 0 | 0 | 0 | 0 | 0 | 0 | 0 | 0 | 0 | 0 | 0 | 0 | 0 | 0 | 0 | 0 | 0 | 0 | 0 | 0 | 0 | 0 | 0 | 0 | 0 | 0 | 0 | 0 | 0 | 0 | 0 | 0 | 0 | 0 | 0 | 0 | 0 | 0 | 0
- | - | - | - | 0 | 0 | 0 | 0 | 0 | 0 | 0 | 0 | 0 | 0 | 0 | 0 | 0 | 0 | 0 | 0 | 0 | 0 | 0 | 0 | 0 | 0 | 0 | 0 | 0 | 0 | 0 | 0 | 0 | 0 | 0 | 0 | 0 | 0 | 0 | 0 | 0 | 0 | 0 | 0 | 0 | 0 | 0 | 0 | 0 | 0 | 0 | 0 | 0 | 0 | 0 | 0 | 0 | 0 | 0 | 0 | 0 | 0 | 0 | 0 | 0 | 0 | 0 | 0 | 0 | 0 | 0 | 0 | 0 | 0 | 0 | 0
- | - | - | - | 0 | 0 | 0 | 0 | 0 | 0 | 0 | 0 | 0 | 0 | 0 | 0 | 0 | 0 | 0 | 0 | 0 | 0 | 0 | 0 | 0 | 0 | 0 | 0 | 0 | 0 | 0 | 0 | 0 | 0 | 0 | 0 | 0 | 0 | 0 | 0 | 0 | 0 | 0 | 0 | 0 | 0 | 0 | 0 | 0 | 0 | 0 | 0 | 0 | 0 | 0 | 0 | 0 | 0 | 0 | 0 | 0 | 0 | 0 | 0 | 0 | 0 | 0 | 0 | 0 | 0 | 0 | 0 | 0 | 0 | 0 | 0
- | - | - | - | 0 | 0 | 0 | 0 | 0 | 0 | 0 | 0 | 0 | 0 | 0 | 0 | 0 | 0 | 0 | 0 | 0 | 0 | 0 | 0 | 0 | 0 | 0 | 0 | 0 | 0 | 0 | 0 | 0 | 0 | 0 | 0 | 0 | 0 | 0 | 0 | 0 | 0 | 0 | 0 | 0 | 0 | 0 | 0 | 0 | 0 | 0 | 0 | 0 | 0 | 0 | 0 | 0 | 0 | 0 | 0 | 0 | 0 | 0 | 0 | 0 | 0 | 0 | 0 | 0 | 0 | 0 | 0 | 0 | 0 | 0 | 0
- | - | - | - | 0 | 0 | 0 | 0 | 0 | 0 | 0 | 0 | 0 | 0 | 0 | 0 | 0 | 0 | 0 | 0 | 0 | 0 | 0 | 0 | 0 | 0 | 0 | 0 | 0 | 0 | 0 | 0 | 0 | 0 | 0 | 0 | 0 | 0 | 0 | 0 | 0 | 0 | 0 | 0 | 0 | 0 | 0 | 0 | 0 | 0 | 0 | 0 | 0 | 0 | 0 | 0 | 0 | 0 | 0 | 0 | 0 | 0 | 0 | 0 | 0 | 0 | 0 | 0 | 0 | 0 | 0 | 0 | 0 | 0 | 0 | 0
- | - | - | - | 0 | 0 | 0 | 0 | 0 | 0 | 0 | 0 | 0 | 0 | 0 | 0 | 0 | 0 | 0 | 0 | 0 | 0 | 0 | 0 | 0 | 0 | 0 | 0 | 0 | 0 | 0 | 0 | 0 | 0 | 0 | 0 | 0 | 0 | 0 | 0 | 0 | 0 | 0 | 0 | 0 | 0 | 0 | 0 | 0 | 0 | 0 | 0 | 0 | 0 | 0 | 0 | 0 | 0 | 0 | 0 | 0 | 0 | 0 | 0 | 0 | 0 | 0 | 0 | 0 | 0 | 0 | 0 | 0 | 0 | 0 | 0
- | - | - | - | 0 | 0 | 0 | 0 | 0 | 0 | 0 | 0 | 0 | 0 | 0 | 0 | 0 | 0 | 0 | 0 | 0 | 0 | 0 | 0 | 0 | 0 | 0 | 0 | 0 | 0 | 0 | 0 | 0 | 0 | 0 | 0 | 0 | 0 | 0 | 0 | 0 | 0 | 0 | 0 | 0 | 0 | 0 | 0 | 0 | 0 | 0 | 0 | 0 | 0 | 0 | 0 | 0 | 0 | 0 | 0 | 0 | 0 | 0 | 0 | 0 | 0 | 0 | 0 | 0 | 0 | 0 | 0 | 0 | 0 | 0 | 0
- | - | - | - | 0 | 0 | 0 | 0 | 0 | 0 | 0 | 0 | 0 | 0 | 0 | 0 | 0 | 0 | 0 | 0 | 0 | 0 | 0 | 0 | 0 | 0 | 0 | 0 | 0 | 0 | 0 | 0 | 0 | 0 | 0 | 0 | 0 | 0 | 0 | 0 | 0 | 0 | 0 | 0 | 0 | 0 | 0 | 0 | 0 | 0 | 0 | 0 | 0 | 0 | 0 | 0 | 0 | 0 | 0 | 0 | 0 | 0 | 0 | 0 | 0 | 0 | 0 | 0 | 0 | 0 | 0 | 0 | 0 | 0 | 0 | 0
- | - | - | - | 0 | 0 | 0 | 0 | 0 | 0 | 0 | 0 | 0 | 0 | 0 | 0 | 0 | 0 | 0 | 0 | 0 | 0 | 0 | 0 | 0 | 0 | 0 | 0 | 0 | 0 | 0 | 0 | 0 | 0 | 0 | 0 | 0 | 0 | 0 | 0 | 0 | 0 | 0 | 0 | 0 | 0 | 0 | 0 | 0 | 0 | 0 | 0 | 0 | 0 | 0 | 0 | 0 | 0 | 0 | 0 | 0 | 0 | 0 | 0 | 0 | 0 | 0 | 0 | 0 | 0 | 0 | 0 | 0 | 0 | 0 | 0
- | - | - | - | 0 | 0 | 0 | 0 | 0 | 0 | 0 | 0 | 0 | 0 | 0 | 0 | 0 | 0 | 0 | 0 | 0 | 0 | 0 | 0 | 0 | 0 | 0 | 0 | 0 | 0 | 0 | 0 | 0 | 0 | 0 | 0 | 0 | 0 | 0 | 0 | 0 | 0 | 0 | 0 | 0 | 0 | 0 | 0 | 0 | 0 | 0 | 0 | 0 | 0 | 0 | 0 | 0 | 0 | 0 | 0 | 0 | 0 | 0 | 0 | 0 | 0 | 0 | 0 | 0 | 0 | 0 | 0 | 0 | 0 | 0 | 0
- | - | - | - | 0 | 0 | 0 | 0 | 0 | 0 | 0 | 0 | 0 | 0 | 0 | 0 | 0 | 0 | 0 | 0 | 0 | 0 | 0 | 0 | 0 | 0 | 0 | 0 | 0 | 0 | 0 | 0 | 0 | 0 | 0 | 0 | 0 | 0 | 0 | 0 | 0 | 0 | 0 | 0 | 0 | 0 | 0 | 0 | 0 | 0 | 0 | 0 | 0 | 0 | 0 | 0 | 0 | 0 | 0 | 0 | 0 | 0 | 0 | 0 | 0 | 0 | 0 | 0 | 0 | 0 | 0 | 0 | 0 | 0 | 0 | 0
- | - | - | - | 0 | 0 | 0 | 0 | 0 | 0 | 0 | 0 | 0 | 0 | 0 | 0 | 0 | 0 | 0 | 0 | 0 | 0 | 0 | 0 | 0 | 0 | 0 | 0 | 0 | 0 | 0 | 0 | 0 | 0 | 0 | 0 | 0 | 0 | 0 | 0 | 0 | 0 | 0 | 0 | 0 | 0 | 0 | 0 | 0 | 0 | 0 | 0 | 0 | 0 | 0 | 0 | 0 | 0 | 0 | 0 | 0 | 0 | 0 | 0 | 0 | 0 | 0 | 0 | 0 | 0 | 0 | 0 | 0 | 0 | 0 | 0
- | - | - | - | 0 | 0 | 0 | 0 | 0 | 0 | 0 | 0 | 0 | 0 | 0 | 0 | 0 | 0 | 0 | 0 | 0 | 0 | 0 | 0 | 0 | 0 | 0 | 0 | 0 | 0 | 0 | 0 | 0 | 0 | 0 | 0 | 0 | 0 | 0 | 0 | 0 | 0 | 0 | 0 | 0 | 0 | 0 | 0 | 0 | 0 | 0 | 0 | 0 | 0 | 0 | 0 | 0 | 0 | 0 | 0 | 0 | 0 | 0 | 0 | 0 | 0 | 0 | 0 | 0 | 0 | 0 | 0 | 0 | 0 | 0 | 0
- | - | - | - | 0 | 0 | 0 | 0 | 0 | 0 | 0 | 0 | 0 | 0 | 0 | 0 | 0 | 0 | 0 | 0 | 0 | 0 | 0 | 0 | 0 | 0 | 0 | 0 | 0 | 0 | 0 | 0 | 0 | 0 | 0 | 0 | 0 | 0 | 0 | 0 | 0 | 0 | 0 | 0 | 0 | 0 | 0 | 0 | 0 | 0 | 0 | 0 | 0 | 0 | 0 | 0 | 0 | 0 | 0 | 0 | 0 | 0 | 0 | 0 | 0 | 0 | 0 | 0 | 0 | 0 | 0 | 0 | 0 | 0 | 0 | 0
- | - | - | - | 0 | 0 | 0 | 0 | 0 | 0 | 0 | 0 | 0 | 0 | 0 | 0 | 0 | 0 | 0 | 0 | 0 | 0 | 0 | 0 | 0 | 0 | 0 | 0 | 0 | 0 | 0 | 0 | 0 | 0 | 0 | 0 | 0 | 0 | 0 | 0 | 0 | 0 | 0 | 0 | 0 | 0 | 0 | 0 | 0 | 0 | 0 | 0 | 0 | 0 | 0 | 0 | 0 | 0 | 0 | 0 | 0 | 0 | 0 | 0 | 0 | 0 | 0 | 0 | 0 | 0 | 0 | 0 | 0 | 0 | 0 | 0
- | - | - | - | 0 | 0 | 0 | 0 | 0 | 0 | 0 | 0 | 0 | 0 | 0 | 0 | 0 | 0 | 0 | 0 | 0 | 0 | 0 | 0 | 0 | 0 | 0 | 0 | 0 | 0 | 0 | 0 | 0 | 0 | 0 | 0 | 0 | 0 | 0 | 0 | 0 | 0 | 0 | 0 | 0 | 0 | 0 | 0 | 0 | 0 | 0 | 0 | 0 | 0 | 0 | 0 | 0 | 0 | 0 | 0 | 0 | 0 | 0 | 0 | 0 | 0 | 0 | 0 | 0 | 0 | 0 | 0 | 0 | 0 | 0 | 0
- | - | - | - | 0 | 0 | 0 | 0 | 0 | 0 | 0 | 0 | 0 | 0 | 0 | 0 | 0 | 0 | 0 | 0 | 0 | 0 | 0 | 0 | 0 | 0 | 0 | 0 | 0 | 0 | 0 | 0 | 0 | 0 | 0 | 0 | 0 | 0 | 0 | 0 | 0 | 0 | 0 | 0 | 0 | 0 | 0 | 0 | 0 | 0 | 0 | 0 | 0 | 0 | 0 | 0 | 0 | 0 | 0 | 0 | 0 | 0 | 0 | 0 | 0 | 0 | 0 | 0 | 0 | 0 | 0 | 0 | 0 | 0 | 0 | 0
- | - | - | - | 0 | 0 | 0 | 0 | 0 | 0 | 0 | 0 | 0 | 0 | 0 | 0 | 0 | 0 | 0 | 0 | 0 | 0 | 0 | 0 | 0 | 0 | 0 | 0 | 0 | 0 | 0 | 0 | 0 | 0 | 0 | 0 | 0 | 0 | 0 | 0 | 0 | 0 | 0 | 0 | 0 | 0 | 0 | 0 | 0 | 0 | 0 | 0 | 0 | 0 | 0 | 0 | 0 | 0 | 0 | 0 | 0 | 0 | 0 | 0 | 0 | 0 | 0 | 0 | 0 | 0 | 0 | 0 | 0 | 0 | 0 | 0
- | - | - | - | 0 | 0 | 0 | 0 | 0 | 0 | 0 | 0 | 0 | 0 | 0 | 0 | 0 | 0 | 0 | 0 | 0 | 0 | 0 | 0 | 0 | 0 | 0 | 0 | 0 | 0 | 0 | 0 | 0 | 0 | 0 | 0 | 0 | 0 | 0 | 0 | 0 | 0 | 0 | 0 | 0 | 0 | 0 | 0 | 0 | 0 | 0 | 0 | 0 | 0 | 0 | 0 | 0 | 0 | 0 | 0 | 0 | 0 | 0 | 0 | 0 | 0 | 0 | 0 | 0 | 0 | 0 | 0 | 0 | 0 | 0 | 0
- | - | - | - | 0 | 0 | 0 | 0 | 0 | 0 | 0 | 0 | 0 | 0 | 0 | 0 | 0 | 0 | 0 | 0 | 0 | 0 | 0 | 0 | 0 | 0 | 0 | 0 | 0 | 0 | 0 | 0 | 0 | 0 | 0 | 0 | 0 | 0 | 0 | 0 | 0 | 0 | 0 | 0 | 0 | 0 | 0 | 0 | 0 | 0 | 0 | 0 | 0 | 0 | 0 | 0 | 0 | 0 | 0 | 0 | 0 | 0 | 0 | 0 | 0 | 0 | 0 | 0 | 0 | 0 | 0 | 0 | 0 | 0 | 0 | 0
- | - | - | - | 0 | 0 | 0 | 0 | 0 | 0 | 0 | 0 | 0 | 0 | 0 | 0 | 0 | 0 | 0 | 0 | 0 | 0 | 0 | 0 | 0 | 0 | 0 | 0 | 0 | 0 | 0 | 0 | 0 | 0 | 0 | 0 | 0 | 0 | 0 | 0 | 0 | 0 | 0 | 0 | 0 | 0 | 0 | 0 | 0 | 0 | 0 | 0 | 0 | 0 | 0 | 0 | 0 | 0 | 0 | 0 | 0 | 0 | 0 | 0 | 0 | 0 | 0 | 0 | 0 | 0 | 0 | 0 | 0 | 0 | 0 | 0
- | - | - | - | 0 | 0 | 0 | 0 | 0 | 0 | 0 | 0 | 0 | 0 | 0 | 0 | 0 | 0 | 0 | 0 | 0 | 0 | 0 | 0 | 0 | 0 | 0 | 0 | 0 | 0 | 0 | 0 | 0 | 0 | 0 | 0 | 0 | 0 | 0 | 0 | 0 | 0 | 0 | 0 | 0 | 0 | 0 | 0 | 0 | 0 | 0 | 0 | 0 | 0 | 0 | 0 | 0 | 0 | 0 | 0 | 0 | 0 | 0 | 0 | 0 | 0 | 0 | 0 | 0 | 0 | 0 | 0 | 0 | 0 | 0 | 0
- | - | - | - | 0 | 0 | 0 | 0 | 0 | 0 | 0 | 0 | 0 | 0 | 0 | 0 | 0 | 0 | 0 | 0 | 0 | 0 | 0 | 0 | 0 | 0 | 0 | 0 | 0 | 0 | 0 | 0 | 0 | 0 | 0 | 0 | 0 | 0 | 0 | 0 | 0 | 0 | 0 | 0 | 0 | 0 | 0 | 0 | 0 | 0 | 0 | 0 | 0 | 0 | 0 | 0 | 0 | 0 | 0 | 0 | 0 | 0 | 0 | 0 | 0 | 0 | 0 | 0 | 0 | 0 | 0 | 0 | 0 | 0 | 0 | 0
- | - | - | - | 0 | 0 | 0 | 0 | 0 | 0 | 0 | 0 | 0 | 0 | 0 | 0 | 0 | 0 | 0 | 0 | 0 | 0 | 0 | 0 | 0 | 0 | 0 | 0 | 0 | 0 | 0 | 0 | 0 | 0 | 0 | 0 | 0 | 0 | 0 | 0 | 0 | 0 | 0 | 0 | 0 | 0 | 0 | 0 | 0 | 0 | 0 | 0 | 0 | 0 | 0 | 0 | 0 | 0 | 0 | 0 | 0 | 0 | 0 | 0 | 0 | 0 | 0 | 0 | 0 | 0 | 0 | 0 | 0 | 0 | 0 | 0
- | - | - | - | 0 | 0 | 0 | 0 | 0 | 0 | 0 | 0 | 0 | 0 | 0 | 0 | 0 | 0 | 0 | 0 | 0 | 0 | 0 | 0 | 0 | 0 | 0 | 0 | 0 | 0 | 0 | 0 | 0 | 0 | 0 | 0 | 0 | 0 | 0 | 0 | 0 | 0 | 0 | 0 | 0 | 0 | 0 | 0 | 0 | 0 | 0 | 0 | 0 | 0 | 0 | 0 | 0 | 0 | 0 | 0 | 0 | 0 | 0 | 0 | 0 | 0 | 0 | 0 | 0 | 0 | 0 | 0 | 0 | 0 | 0 | 0
- | - | - | - | 0 | 0 | 0 | 0 | 0 | 0 | 0 | 0 | 0 | 0 | 0 | 0 | 0 | 0 | 0 | 0 | 0 | 0 | 0 | 0 | 0 | 0 | 0 | 0 | 0 | 0 | 0 | 0 | 0 | 0 | 0 | 0 | 0 | 0 | 0 | 0 | 0 | 0 | 0 | 0 | 0 | 0 | 0 | 0 | 0 | 0 | 0 | 0 | 0 | 0 | 0 | 0 | 0 | 0 | 0 | 0 | 0 | 0 | 0 | 0 | 0 | 0 | 0 | 0 | 0 | 0 | 0 | 0 | 0 | 0 | 0 | 0
- | - | - | - | 0 | 0 | 0 | 0 | 0 | 0 | 0 | 0 | 0 | 0 | 0 | 0 | 0 | 0 | 0 | 0 | 0 | 0 | 0 | 0 | 0 | 0 | 0 | 0 | 0 | 0 | 0 | 0 | 0 | 0 | 0 | 0 | 0 | 0 | 0 | 0 | 0 | 0 | 0 | 0 | 0 | 0 | 0 | 0 | 0 | 0 | 0 | 0 | 0 | 0 | 0 | 0 | 0 | 0 | 0 | 0 | 0 | 0 | 0 | 0 | 0 | 0 | 0 | 0 | 0 | 0 | 0 | 0 | 0 | 0 | 0 | 0
- | - | - | - | 0 | 0 | 0 | 0 | 0 | 0 | 0 | 0 | 0 | 0 | 0 | 0 | 0 | 0 | 0 | 0 | 0 | 0 | 0 | 0 | 0 | 0 | 0 | 0 | 0 | 0 | 0 | 0 | 0 | 0 | 0 | 0 | 0 | 0 | 0 | 0 | 0 | 0 | 0 | 0 | 0 | 0 | 0 | 0 | 0 | 0 | 0 | 0 | 0 | 0 | 0 | 0 | 0 | 0 | 0 | 0 | 0 | 0 | 0 | 0 | 0 | 0 | 0 | 0 | 0 | 0 | 0 | 0 | 0 | 0 | 0 | 0
- | - | - | - | 0 | 0 | 0 | 0 | 0 | 0 | 0 | 0 | 0 | 0 | 0 | 0 | 0 | 0 | 0 | 0 | 0 | 0 | 0 | 0 | 0 | 0 | 0 | 0 | 0 | 0 | 0 | 0 | 0 | 0 | 0 | 0 | 0 | 0 | 0 | 0 | 0 | 0 | 0 | 0 | 0 | 0 | 0 | 0 | 0 | 0 | 0 | 0 | 0 | 0 | 0 | 0 | 0 | 0 | 0 | 0 | 0 | 0 | 0 | 0 | 0 | 0 | 0 | 0 | 0 | 0 | 0 | 0 | 0 | 0 | 0 | 0
- | - | - | - | 0 | 0 | 0 | 0 | 0 | 0 | 0 | 0 | 0 | 0 | 0 | 0 | 0 | 0 | 0 | 0 | 0 | 0 | 0 | 0 | 0 | 0 | 0 | 0 | 0 | 0 | 0 | 0 | 0 | 0 | 0 | 0 | 0 | 0 | 0 | 0 | 0 | 0 | 0 | 0 | 0 | 0 | 0 | 0 | 0 | 0 | 0 | 0 | 0 | 0 | 0 | 0 | 0 | 0 | 0 | 0 | 0 | 0 | 0 | 0 | 0 | 0 | 0 | 0 | 0 | 0 | 0 | 0 | 0 | 0 | 0 | 0
- | - | - | - | 0 | 0 | 0 | 0 | 0 | 0 | 0 | 0 | 0 | 0 | 0 | 0 | 0 | 0 | 0 | 0 | 0 | 0 | 0 | 0 | 0 | 0 | 0 | 0 | 0 | 0 | 0 | 0 | 0 | 0 | 0 | 0 | 0 | 0 | 0 | 0 | 0 | 0 | 0 | 0 | 0 | 0 | 0 | 0 | 0 | 0 | 0 | 0 | 0 | 0 | 0 | 0 | 0 | 0 | 0 | 0 | 0 | 0 | 0 | 0 | 0 | 0 | 0 | 0 | 0 | 0 | 0 | 0 | 0 | 0 | 0 | 0
- | - | - | - | 0 | 0 | 0 | 0 | 0 | 0 | 0 | 0 | 0 | 0 | 0 | 0 | 0 | 0 | 0 | 0 | 0 | 0 | 0 | 0 | 0 | 0 | 0 | 0 | 0 | 0 | 0 | 0 | 0 | 0 | 0 | 0 | 0 | 0 | 0 | 0 | 0 | 0 | 0 | 0 | 0 | 0 | 0 | 0 | 0 | 0 | 0 | 0 | 0 | 0 | 0 | 0 | 0 | 0 | 0 | 0 | 0 | 0 | 0 | 0 | 0 | 0 | 0 | 0 | 0 | 0 | 0 | 0 | 0 | 0 | 0 | 0
- | - | - | - | 0 | 0 | 0 | 0 | 0 | 0 | 0 | 0 | 0 | 0 | 0 | 0 | 0 | 0 | 0 | 0 | 0 | 0 | 0 | 0 | 0 | 0 | 0 | 0 | 0 | 0 | 0 | 0 | 0 | 0 | 0 | 0 | 0 | 0 | 0 | 0 | 0 | 0 | 0 | 0 | 0 | 0 | 0 | 0 | 0 | 0 | 0 | 0 | 0 | 0 | 0 | 0 | 0 | 0 | 0 | 0 | 0 | 0 | 0 | 0 | 0 | 0 | 0 | 0 | 0 | 0 | 0 | 0 | 0 | 0 | 0 | 0
- | - | - | - | 0 | 0 | 0 | 0 | 0 | 0 | 0 | 0 | 0 | 0 | 0 | 0 | 0 | 0 | 0 | 0 | 0 | 0 | 0 | 0 | 0 | 0 | 0 | 0 | 0 | 0 | 0 | 0 | 0 | 0 | 0 | 0 | 0 | 0 | 0 | 0 | 0 | 0 | 0 | 0 | 0 | 0 | 0 | 0 | 0 | 0 | 0 | 0 | 0 | 0 | 0 | 0 | 0 | 0 | 0 | 0 | 0 | 0 | 0 | 0 | 0 | 0 | 0 | 0 | 0 | 0 | 0 | 0 | 0 | 0 | 0 | 0
- | - | - | - | 0 | 0 | 0 | 0 | 0 | 0 | 0 | 0 | 0 | 0 | 0 | 0 | 0 | 0 | 0 | 0 | 0 | 0 | 0 | 0 | 0 | 0 | 0 | 0 | 0 | 0 | 0 | 0 | 0 | 0 | 0 | 0 | 0 | 0 | 0 | 0 | 0 | 0 | 0 | 0 | 0 | 0 | 0 | 0 | 0 | 0 | 0 | 0 | 0 | 0 | 0 | 0 | 0 | 0 | 0 | 0 | 0 | 0 | 0 | 0 | 0 | 0 | 0 | 0 | 0 | 0 | 0 | 0 | 0 | 0 | 0 | 0
- | - | - | - | 0 | 0 | 0 | 0 | 0 | 0 | 0 | 0 | 0 | 0 | 0 | 0 | 0 | 0 | 0 | 0 | 0 | 0 | 0 | 0 | 0 | 0 | 0 | 0 | 0 | 0 | 0 | 0 | 0 | 0 | 0 | 0 | 0 | 0 | 0 | 0 | 0 | 0 | 0 | 0 | 0 | 0 | 0 | 0 | 0 | 0 | 0 | 0 | 0 | 0 | 0 | 0 | 0 | 0 | 0 | 0 | 0 | 0 | 0 | 0 | 0 | 0 | 0 | 0 | 0 | 0 | 0 | 0 | 0 | 0 | 0 | 0
- | - | - | - | 0 | 0 | 0 | 0 | 0 | 0 | 0 | 0 | 0 | 0 | 0 | 0 | 0 | 0 | 0 | 0 | 0 | 0 | 0 | 0 | 0 | 0 | 0 | 0 | 0 | 0 | 0 | 0 | 0 | 0 | 0 | 0 | 0 | 0 | 0 | 0 | 0 | 0 | 0 | 0 | 0 | 0 | 0 | 0 | 0 | 0 | 0 | 0 | 0 | 0 | 0 | 0 | 0 | 0 | 0 | 0 | 0 | 0 | 0 | 0 | 0 | 0 | 0 | 0 | 0 | 0 | 0 | 0 | 0 | 0 | 0 | 0
- | - | - | - | 0 | 0 | 0 | 0 | 0 | 0 | 0 | 0 | 0 | 0 | 0 | 0 | 0 | 0 | 0 | 0 | 0 | 0 | 0 | 0 | 0 | 0 | 0 | 0 | 0 | 0 | 0 | 0 | 0 | 0 | 0 | 0 | 0 | 0 | 0 | 0 | 0 | 0 | 0 | 0 | 0 | 0 | 0 | 0 | 0 | 0 | 0 | 0 | 0 | 0 | 0 | 0 | 0 | 0 | 0 | 0 | 0 | 0 | 0 | 0 | 0 | 0 | 0 | 0 | 0 | 0 | 0 | 0 | 0 | 0 | 0 | 0
- | - | - | - | 0 | 0 | 0 | 0 | 0 | 0 | 0 | 0 | 0 | 0 | 0 | 0 | 0 | 0 | 0 | 0 | 0 | 0 | 0 | 0 | 0 | 0 | 0 | 0 | 0 | 0 | 0 | 0 | 0 | 0 | 0 | 0 | 0 | 0 | 0 | 0 | 0 | 0 | 0 | 0 | 0 | 0 | 0 | 0 | 0 | 0 | 0 | 0 | 0 | 0 | 0 | 0 | 0 | 0 | 0 | 0 | 0 | 0 | 0 | 0 | 0 | 0 | 0 | 0 | 0 | 0 | 0 | 0 | 0 | 0 | 0 | 0
- | - | - | - | 0 | 0 | 0 | 0 | 0 | 0 | 0 | 0 | 0 | 0 | 0 | 0 | 0 | 0 | 0 | 0 | 0 | 0 | 0 | 0 | 0 | 0 | 0 | 0 | 0 | 0 | 0 | 0 | 0 | 0 | 0 | 0 | 0 | 0 | 0 | 0 | 0 | 0 | 0 | 0 | 0 | 0 | 0 | 0 | 0 | 0 | 0 | 0 | 0 | 0 | 0 | 0 | 0 | 0 | 0 | 0 | 0 | 0 | 0 | 0 | 0 | 0 | 0 | 0 | 0 | 0 | 0 | 0 | 0 | 0 | 0 | 0
- | - | - | - | 0 | 0 | 0 | 0 | 0 | 0 | 0 | 0 | 0 | 0 | 0 | 0 | 0 | 0 | 0 | 0 | 0 | 0 | 0 | 0 | 0 | 0 | 0 | 0 | 0 | 0 | 0 | 0 | 0 | 0 | 0 | 0 | 0 | 0 | 0 | 0 | 0 | 0 | 0 | 0 | 0 | 0 | 0 | 0 | 0 | 0 | 0 | 0 | 0 | 0 | 0 | 0 | 0 | 0 | 0 | 0 | 0 | 0 | 0 | 0 | 0 | 0 | 0 | 0 | 0 | 0 | 0 | 0 | 0 | 0 | 0 | 0
- | - | - | - | 0 | 0 | 0 | 0 | 0 | 0 | 0 | 0 | 0 | 0 | 0 | 0 | 0 | 0 | 0 | 0 | 0 | 0 | 0 | 0 | 0 | 0 | 0 | 0 | 0 | 0 | 0 | 0 | 0 | 0 | 0 | 0 | 0 | 0 | 0 | 0 | 0 | 0 | 0 | 0 | 0 | 0 | 0 | 0 | 0 | 0 | 0 | 0 | 0 | 0 | 0 | 0 | 0 | 0 | 0 | 0 | 0 | 0 | 0 | 0 | 0 | 0 | 0 | 0 | 0 | 0 | 0 | 0 | 0 | 0 | 0 | 0
- | - | - | - | 0 | 0 | 0 | 0 | 0 | 0 | 0 | 0 | 0 | 0 | 0 | 0 | 0 | 0 | 0 | 0 | 0 | 0 | 0 | 0 | 0 | 0 | 0 | 0 | 0 | 0 | 0 | 0 | 0 | 0 | 0 | 0 | 0 | 0 | 0 | 0 | 0 | 0 | 0 | 0 | 0 | 0 | 0 | 0 | 0 | 0 | 0 | 0 | 0 | 0 | 0 | 0 | 0 | 0 | 0 | 0 | 0 | 0 | 0 | 0 | 0 | 0 | 0 | 0 | 0 | 0 | 0 | 0 | 0 | 0 | 0 | 0
- | - | - | - | 0 | 0 | 0 | 0 | 0 | 0 | 0 | 0 | 0 | 0 | 0 | 0 | 0 | 0 | 0 | 0 | 0 | 0 | 0 | 0 | 0 | 0 | 0 | 0 | 0 | 0 | 0 | 0 | 0 | 0 | 0 | 0 | 0 | 0 | 0 | 0 | 0 | 0 | 0 | 0 | 0 | 0 | 0 | 0 | 0 | 0 | 0 | 0 | 0 | 0 | 0 | 0 | 0 | 0 | 0 | 0 | 0 | 0 | 0 | 0 | 0 | 0 | 0 | 0 | 0 | 0 | 0 | 0 | 0 | 0 | 0 | 0
- | - | - | - | 0 | 0 | 0 | 0 | 0 | 0 | 0 | 0 | 0 | 0 | 0 | 0 | 0 | 0 | 0 | 0 | 0 | 0 | 0 | 0 | 0 | 0 | 0 | 0 | 0 | 0 | 0 | 0 | 0 | 0 | 0 | 0 | 0 | 0 | 0 | 0 | 0 | 0 | 0 | 0 | 0 | 0 | 0 | 0 | 0 | 0 | 0 | 0 | 0 | 0 | 0 | 0 | 0 | 0 | 0 | 0 | 0 | 0 | 0 | 0 | 0 | 0 | 0 | 0 | 0 | 0 | 0 | 0 | 0 | 0 | 0 | 0
- | - | - | - | 0 | 0 | 0 | 0 | 0 | 0 | 0 | 0 | 0 | 0 | 0 | 0 | 0 | 0 | 0 | 0 | 0 | 0 | 0 | 0 | 0 | 0 | 0 | 0 | 0 | 0 | 0 | 0 | 0 | 0 | 0 | 0 | 0 | 0 | 0 | 0 | 0 | 0 | 0 | 0 | 0 | 0 | 0 | 0 | 0 | 0 | 0 | 0 | 0 | 0 | 0 | 0 | 0 | 0 | 0 | 0 | 0 | 0 | 0 | 0 | 0 | 0 | 0 | 0 | 0 | 0 | 0 | 0 | 0 | 0 | 0 | 0
- | - | - | - | 0 | 0 | 0 | 0 | 0 | 0 | 0 | 0 | 0 | 0 | 0 | 0 | 0 | 0 | 0 | 0 | 0 | 0 | 0 | 0 | 0 | 0 | 0 | 0 | 0 | 0 | 0 | 0 | 0 | 0 | 0 | 0 | 0 | 0 | 0 | 0 | 0 | 0 | 0 | 0 | 0 | 0 | 0 | 0 | 0 | 0 | 0 | 0 | 0 | 0 | 0 | 0 | 0 | 0 | 0 | 0 | 0 | 0 | 0 | 0 | 0 | 0 | 0 | 0 | 0 | 0 | 0 | 0 | 0 | 0 | 0 | 0
- | - | - | - | 0 | 0 | 0 | 0 | 0 | 0 | 0 | 0 | 0 | 0 | 0 | 0 | 0 | 0 | 0 | 0 | 0 | 0 | 0 | 0 | 0 | 0 | 0 | 0 | 0 | 0 | 0 | 0 | 0 | 0 | 0 | 0 | 0 | 0 | 0 | 0 | 0 | 0 | 0 | 0 | 0 | 0 | 0 | 0 | 0 | 0 | 0 | 0 | 0 | 0 | 0 | 0 | 0 | 0 | 0 | 0 | 0 | 0 | 0 | 0 | 0 | 0 | 0 | 0 | 0 | 0 | 0 | 0 | 0 | 0 | 0 | 0
- | - | - | - | 0 | 0 | 0 | 0 | 0 | 0 | 0 | 0 | 0 | 0 | 0 | 0 | 0 | 0 | 0 | 0 | 0 | 0 | 0 | 0 | 0 | 0 | 0 | 0 | 0 | 0 | 0 | 0 | 0 | 0 | 0 | 0 | 0 | 0 | 0 | 0 | 0 | 0 | 0 | 0 | 0 | 0 | 0 | 0 | 0 | 0 | 0 | 0 | 0 | 0 | 0 | 0 | 0 | 0 | 0 | 0 | 0 | 0 | 0 | 0 | 0 | 0 | 0 | 0 | 0 | 0 | 0 | 0 | 0 | 0 | 0 | 0
- | - | - | - | 0 | 0 | 0 | 0 | 0 | 0 | 0 | 0 | 0 | 0 | 0 | 0 | 0 | 0 | 0 | 0 | 0 | 0 | 0 | 0 | 0 | 0 | 0 | 0 | 0 | 0 | 0 | 0 | 0 | 0 | 0 | 0 | 0 | 0 | 0 | 0 | 0 | 0 | 0 | 0 | 0 | 0 | 0 | 0 | 0 | 0 | 0 | 0 | 0 | 0 | 0 | 0 | 0 | 0 | 0 | 0 | 0 | 0 | 0 | 0 | 0 | 0 | 0 | 0 | 0 | 0 | 0 | 0 | 0 | 0 | 0 | 0
- | - | - | - | 0 | 0 | 0 | 0 | 0 | 0 | 0 | 0 | 0 | 0 | 0 | 0 | 0 | 0 | 0 | 0 | 0 | 0 | 0 | 0 | 0 | 0 | 0 | 0 | 0 | 0 | 0 | 0 | 0 | 0 | 0 | 0 | 0 | 0 | 0 | 0 | 0 | 0 | 0 | 0 | 0 | 0 | 0 | 0 | 0 | 0 | 0 | 0 | 0 | 0 | 0 | 0 | 0 | 0 | 0 | 0 | 0 | 0 | 0 | 0 | 0 | 0 | 0 | 0 | 0 | 0 | 0 | 0 | 0 | 0 | 0 | 0
- | - | - | - | 0 | 0 | 0 | 0 | 0 | 0 | 0 | 0 | 0 | 0 | 0 | 0 | 0 | 0 | 0 | 0 | 0 | 0 | 0 | 0 | 0 | 0 | 0 | 0 | 0 | 0 | 0 | 0 | 0 | 0 | 0 | 0 | 0 | 0 | 0 | 0 | 0 | 0 | 0 | 0 | 0 | 0 | 0 | 0 | 0 | 0 | 0 | 0 | 0 | 0 | 0 | 0 | 0 | 0 | 0 | 0 | 0 | 0 | 0 | 0 | 0 | 0 | 0 | 0 | 0 | 0 | 0 | 0 | 0 | 0 | 0 | 0
- | - | - | - | 0 | 0 | 0 | 0 | 0 | 0 | 0 | 0 | 0 | 0 | 0 | 0 | 0 | 0 | 0 | 0 | 0 | 0 | 0 | 0 | 0 | 0 | 0 | 0 | 0 | 0 | 0 | 0 | 0 | 0 | 0 | 0 | 0 | 0 | 0 | 0 | 0 | 0 | 0 | 0 | 0 | 0 | 0 | 0 | 0 | 0 | 0 | 0 | 0 | 0 | 0 | 0 | 0 | 0 | 0 | 0 | 0 | 0 | 0 | 0 | 0 | 0 | 0 | 0 | 0 | 0 | 0 | 0 | 0 | 0 | 0 | 0
- | - | - | - | 0 | 0 | 0 | 0 | 0 | 0 | 0 | 0 | 0 | 0 | 0 | 0 | 0 | 0 | 0 | 0 | 0 | 0 | 0 | 0 | 0 | 0 | 0 | 0 | 0 | 0 | 0 | 0 | 0 | 0 | 0 | 0 | 0 | 0 | 0 | 0 | 0 | 0 | 0 | 0 | 0 | 0 | 0 | 0 | 0 | 0 | 0 | 0 | 0 | 0 | 0 | 0 | 0 | 0 | 0 | 0 | 0 | 0 | 0 | 0 | 0 | 0 | 0 | 0 | 0 | 0 | 0 | 0 | 0 | 0 | 0 | 0
- | - | - | - | 0 | 0 | 0 | 0 | 0 | 0 | 0 | 0 | 0 | 0 | 0 | 0 | 0 | 0 | 0 | 0 | 0 | 0 | 0 | 0 | 0 | 0 | 0 | 0 | 0 | 0 | 0 | 0 | 0 | 0 | 0 | 0 | 0 | 0 | 0 | 0 | 0 | 0 | 0 | 0 | 0 | 0 | 0 | 0 | 0 | 0 | 0 | 0 | 0 | 0 | 0 | 0 | 0 | 0 | 0 | 0 | 0 | 0 | 0 | 0 | 0 | 0 | 0 | 0 | 0 | 0 | 0 | 0 | 0 | 0 | 0 | 0
- | - | - | - | 0 | 0 | 0 | 0 | 0 | 0 | 0 | 0 | 0 | 0 | 0 | 0 | 0 | 0 | 0 | 0 | 0 | 0 | 0 | 0 | 0 | 0 | 0 | 0 | 0 | 0 | 0 | 0 | 0 | 0 | 0 | 0 | 0 | 0 | 0 | 0 | 0 | 0 | 0 | 0 | 0 | 0 | 0 | 0 | 0 | 0 | 0 | 0 | 0 | 0 | 0 | 0 | 0 | 0 | 0 | 0 | 0 | 0 | 0 | 0 | 0 | 0 | 0 | 0 | 0 | 0 | 0 | 0 | 0 | 0 | 0 | 0
- | - | - | - | 0 | 0 | 0 | 0 | 0 | 0 | 0 | 0 | 0 | 0 | 0 | 0 | 0 | 0 | 0 | 0 | 0 | 0 | 0 | 0 | 0 | 0 | 0 | 0 | 0 | 0 | 0 | 0 | 0 | 0 | 0 | 0 | 0 | 0 | 0 | 0 | 0 | 0 | 0 | 0 | 0 | 0 | 0 | 0 | 0 | 0 | 0 | 0 | 0 | 0 | 0 | 0 | 0 | 0 | 0 | 0 | 0 | 0 | 0 | 0 | 0 | 0 | 0 | 0 | 0 | 0 | 0 | 0 | 0 | 0 | 0 | 0
- | - | - | - | 0 | 0 | 0 | 0 | 0 | 0 | 0 | 0 | 0 | 0 | 0 | 0 | 0 | 0 | 0 | 0 | 0 | 0 | 0 | 0 | 0 | 0 | 0 | 0 | 0 | 0 | 0 | 0 | 0 | 0 | 0 | 0 | 0 | 0 | 0 | 0 | 0 | 0 | 0 | 0 | 0 | 0 | 0 | 0 | 0 | 0 | 0 | 0 | 0 | 0 | 0 | 0 | 0 | 0 | 0 | 0 | 0 | 0 | 0 | 0 | 0 | 0 | 0 | 0 | 0 | 0 | 0 | 0 | 0 | 0 | 0 | 0
- | - | - | - | 0 | 0 | 0 | 0 | 0 | 0 | 0 | 0 | 0 | 0 | 0 | 0 | 0 | 0 | 0 | 0 | 0 | 0 | 0 | 0 | 0 | 0 | 0 | 0 | 0 | 0 | 0 | 0 | 0 | 0 | 0 | 0 | 0 | 0 | 0 | 0 | 0 | 0 | 0 | 0 | 0 | 0 | 0 | 0 | 0 | 0 | 0 | 0 | 0 | 0 | 0 | 0 | 0 | 0 | 0 | 0 | 0 | 0 | 0 | 0 | 0 | 0 | 0 | 0 | 0 | 0 | 0 | 0 | 0 | 0 | 0 | 0
- | - | - | - | 0 | 0 | 0 | 0 | 0 | 0 | 0 | 0 | 0 | 0 | 0 | 0 | 0 | 0 | 0 | 0 | 0 | 0 | 0 | 0 | 0 | 0 | 0 | 0 | 0 | 0 | 0 | 0 | 0 | 0 | 0 | 0 | 0 | 0 | 0 | 0 | 0 | 0 | 0 | 0 | 0 | 0 | 0 | 0 | 0 | 0 | 0 | 0 | 0 | 0 | 0 | 0 | 0 | 0 | 0 | 0 | 0 | 0 | 0 | 0 | 0 | 0 | 0 | 0 | 0 | 0 | 0 | 0 | 0 | 0 | 0 | 0
- | - | - | - | 0 | 0 | 0 | 0 | 0 | 0 | 0 | 0 | 0 | 0 | 0 | 0 | 0 | 0 | 0 | 0 | 0 | 0 | 0 | 0 | 0 | 0 | 0 | 0 | 0 | 0 | 0 | 0 | 0 | 0 | 0 | 0 | 0 | 0 | 0 | 0 | 0 | 0 | 0 | 0 | 0 | 0 | 0 | 0 | 0 | 0 | 0 | 0 | 0 | 0 | 0 | 0 | 0 | 0 | 0 | 0 | 0 | 0 | 0 | 0 | 0 | 0 | 0 | 0 | 0 | 0 | 0 | 0 | 0 | 0 | 0 | 0
- | - | - | - | 0 | 0 | 0 | 0 | 0 | 0 | 0 | 0 | 0 | 0 | 0 | 0 | 0 | 0 | 0 | 0 | 0 | 0 | 0 | 0 | 0 | 0 | 0 | 0 | 0 | 0 | 0 | 0 | 0 | 0 | 0 | 0 | 0 | 0 | 0 | 0 | 0 | 0 | 0 | 0 | 0 | 0 | 0 | 0 | 0 | 0 | 0 | 0 | 0 | 0 | 0 | 0 | 0 | 0 | 0 | 0 | 0 | 0 | 0 | 0 | 0 | 0 | 0 | 0 | 0 | 0 | 0 | 0 | 0 | 0 | 0 | 0
- | - | - | - | 0 | 0 | 0 | 0 | 0 | 0 | 0 | 0 | 0 | 0 | 0 | 0 | 0 | 0 | 0 | 0 | 0 | 0 | 0 | 0 | 0 | 0 | 0 | 0 | 0 | 0 | 0 | 0 | 0 | 0 | 0 | 0 | 0 | 0 | 0 | 0 | 0 | 0 | 0 | 0 | 0 | 0 | 0 | 0 | 0 | 0 | 0 | 0 | 0 | 0 | 0 | 0 | 0 | 0 | 0 | 0 | 0 | 0 | 0 | 0 | 0 | 0 | 0 | 0 | 0 | 0 | 0 | 0 | 0 | 0 | 0 | 0
- | - | - | - | 0 | 0 | 0 | 0 | 0 | 0 | 0 | 0 | 0 | 0 | 0 | 0 | 0 | 0 | 0 | 0 | 0 | 0 | 0 | 0 | 0 | 0 | 0 | 0 | 0 | 0 | 0 | 0 | 0 | 0 | 0 | 0 | 0 | 0 | 0 | 0 | 0 | 0 | 0 | 0 | 0 | 0 | 0 | 0 | 0 | 0 | 0 | 0 | 0 | 0 | 0 | 0 | 0 | 0 | 0 | 0 | 0 | 0 | 0 | 0 | 0 | 0 | 0 | 0 | 0 | 0 | 0 | 0 | 0 | 0 | 0 | 0
- | - | - | - | 0 | 0 | 0 | 0 | 0 | 0 | 0 | 0 | 0 | 0 | 0 | 0 | 0 | 0 | 0 | 0 | 0 | 0 | 0 | 0 | 0 | 0 | 0 | 0 | 0 | 0 | 0 | 0 | 0 | 0 | 0 | 0 | 0 | 0 | 0 | 0 | 0 | 0 | 0 | 0 | 0 | 0 | 0 | 0 | 0 | 0 | 0 | 0 | 0 | 0 | 0 | 0 | 0 | 0 | 0 | 0 | 0 | 0 | 0 | 0 | 0 | 0 | 0 | 0 | 0 | 0 | 0 | 0 | 0 | 0 | 0 | 0
- | - | - | - | 0 | 0 | 0 | 0 | 0 | 0 | 0 | 0 | 0 | 0 | 0 | 0 | 0 | 0 | 0 | 0 | 0 | 0 | 0 | 0 | 0 | 0 | 0 | 0 | 0 | 0 | 0 | 0 | 0 | 0 | 0 | 0 | 0 | 0 | 0 | 0 | 0 | 0 | 0 | 0 | 0 | 0 | 0 | 0 | 0 | 0 | 0 | 0 | 0 | 0 | 0 | 0 | 0 | 0 | 0 | 0 | 0 | 0 | 0 | 0 | 0 | 0 | 0 | 0 | 0 | 0 | 0 | 0 | 0 | 0 | 0 | 0
- | - | - | - | 0 | 0 | 0 | 0 | 0 | 0 | 0 | 0 | 0 | 0 | 0 | 0 | 0 | 0 | 0 | 0 | 0 | 0 | 0 | 0 | 0 | 0 | 0 | 0 | 0 | 0 | 0 | 0 | 0 | 0 | 0 | 0 | 0 | 0 | 0 | 0 | 0 | 0 | 0 | 0 | 0 | 0 | 0 | 0 | 0 | 0 | 0 | 0 | 0 | 0 | 0 | 0 | 0 | 0 | 0 | 0 | 0 | 0 | 0 | 0 | 0 | 0 | 0 | 0 | 0 | 0 | 0 | 0 | 0 | 0 | 0 | 0
- | - | - | - | 0 | 0 | 0 | 0 | 0 | 0 | 0 | 0 | 0 | 0 | 0 | 0 | 0 | 0 | 0 | 0 | 0 | 0 | 0 | 0 | 0 | 0 | 0 | 0 | 0 | 0 | 0 | 0 | 0 | 0 | 0 | 0 | 0 | 0 | 0 | 0 | 0 | 0 | 0 | 0 | 0 | 0 | 0 | 0 | 0 | 0 | 0 | 0 | 0 | 0 | 0 | 0 | 0 | 0 | 0 | 0 | 0 | 0 | 0 | 0 | 0 | 0 | 0 | 0 | 0 | 0 | 0 | 0 | 0 | 0 | 0 | 0
- | - | - | - | 0 | 0 | 0 | 0 | 0 | 0 | 0 | 0 | 0 | 0 | 0 | 0 | 0 | 0 | 0 | 0 | 0 | 0 | 0 | 0 | 0 | 0 | 0 | 0 | 0 | 0 | 0 | 0 | 0 | 0 | 0 | 0 | 0 | 0 | 0 | 0 | 0 | 0 | 0 | 0 | 0 | 0 | 0 | 0 | 0 | 0 | 0 | 0 | 0 | 0 | 0 | 0 | 0 | 0 | 0 | 0 | 0 | 0 | 0 | 0 | 0 | 0 | 0 | 0 | 0 | 0 | 0 | 0 | 0 | 0 | 0 | 0
- | - | - | - | 0 | 0 | 0 | 0 | 0 | 0 | 0 | 0 | 0 | 0 | 0 | 0 | 0 | 0 | 0 | 0 | 0 | 0 | 0 | 0 | 0 | 0 | 0 | 0 | 0 | 0 | 0 | 0 | 0 | 0 | 0 | 0 | 0 | 0 | 0 | 0 | 0 | 0 | 0 | 0 | 0 | 0 | 0 | 0 | 0 | 0 | 0 | 0 | 0 | 0 | 0 | 0 | 0 | 0 | 0 | 0 | 0 | 0 | 0 | 0 | 0 | 0 | 0 | 0 | 0 | 0 | 0 | 0 | 0 | 0 | 0 | 0
- | - | - | - | 0 | 0 | 0 | 0 | 0 | 0 | 0 | 0 | 0 | 0 | 0 | 0 | 0 | 0 | 0 | 0 | 0 | 0 | 0 | 0 | 0 | 0 | 0 | 0 | 0 | 0 | 0 | 0 | 0 | 0 | 0 | 0 | 0 | 0 | 0 | 0 | 0 | 0 | 0 | 0 | 0 | 0 | 0 | 0 | 0 | 0 | 0 | 0 | 0 | 0 | 0 | 0 | 0 | 0 | 0 | 0 | 0 | 0 | 0 | 0 | 0 | 0 | 0 | 0 | 0 | 0 | 0 | 0 | 0 | 0 | 0 | 0
- | - | - | - | 0 | 0 | 0 | 0 | 0 | 0 | 0 | 0 | 0 | 0 | 0 | 0 | 0 | 0 | 0 | 0 | 0 | 0 | 0 | 0 | 0 | 0 | 0 | 0 | 0 | 0 | 0 | 0 | 0 | 0 | 0 | 0 | 0 | 0 | 0 | 0 | 0 | 0 | 0 | 0 | 0 | 0 | 0 | 0 | 0 | 0 | 0 | 0 | 0 | 0 | 0 | 0 | 0 | 0 | 0 | 0 | 0 | 0 | 0 | 0 | 0 | 0 | 0 | 0 | 0 | 0 | 0 | 0 | 0 | 0 | 0 | 0
- | - | - | - | 0 | 0 | 0 | 0 | 0 | 0 | 0 | 0 | 0 | 0 | 0 | 0 | 0 | 0 | 0 | 0 | 0 | 0 | 0 | 0 | 0 | 0 | 0 | 0 | 0 | 0 | 0 | 0 | 0 | 0 | 0 | 0 | 0 | 0 | 0 | 0 | 0 | 0 | 0 | 0 | 0 | 0 | 0 | 0 | 0 | 0 | 0 | 0 | 0 | 0 | 0 | 0 | 0 | 0 | 0 | 0 | 0 | 0 | 0 | 0 | 0 | 0 | 0 | 0 | 0 | 0 | 0 | 0 | 0 | 0 | 0 | 0
- | - | - | - | 0 | 0 | 0 | 0 | 0 | 0 | 0 | 0 | 0 | 0 | 0 | 0 | 0 | 0 | 0 | 0 | 0 | 0 | 0 | 0 | 0 | 0 | 0 | 0 | 0 | 0 | 0 | 0 | 0 | 0 | 0 | 0 | 0 | 0 | 0 | 0 | 0 | 0 | 0 | 0 | 0 | 0 | 0 | 0 | 0 | 0 | 0 | 0 | 0 | 0 | 0 | 0 | 0 | 0 | 0 | 0 | 0 | 0 | 0 | 0 | 0 | 0 | 0 | 0 | 0 | 0 | 0 | 0 | 0 | 0 | 0 | 0
- | - | - | - | 0 | 0 | 0 | 0 | 0 | 0 | 0 | 0 | 0 | 0 | 0 | 0 | 0 | 0 | 0 | 0 | 0 | 0 | 0 | 0 | 0 | 0 | 0 | 0 | 0 | 0 | 0 | 0 | 0 | 0 | 0 | 0 | 0 | 0 | 0 | 0 | 0 | 0 | 0 | 0 | 0 | 0 | 0 | 0 | 0 | 0 | 0 | 0 | 0 | 0 | 0 | 0 | 0 | 0 | 0 | 0 | 0 | 0 | 0 | 0 | 0 | 0 | 0 | 0 | 0 | 0 | 0 | 0 | 0 | 0 | 0 | 0
- | - | - | - | 0 | 0 | 0 | 0 | 0 | 0 | 0 | 0 | 0 | 0 | 0 | 0 | 0 | 0 | 0 | 0 | 0 | 0 | 0 | 0 | 0 | 0 | 0 | 0 | 0 | 0 | 0 | 0 | 0 | 0 | 0 | 0 | 0 | 0 | 0 | 0 | 0 | 0 | 0 | 0 | 0 | 0 | 0 | 0 | 0 | 0 | 0 | 0 | 0 | 0 | 0 | 0 | 0 | 0 | 0 | 0 | 0 | 0 | 0 | 0 | 0 | 0 | 0 | 0 | 0 | 0 | 0 | 0 | 0 | 0 | 0 | 0
- | - | - | - | 0 | 0 | 0 | 0 | 0 | 0 | 0 | 0 | 0 | 0 | 0 | 0 | 0 | 0 | 0 | 0 | 0 | 0 | 0 | 0 | 0 | 0 | 0 | 0 | 0 | 0 | 0 | 0 | 0 | 0 | 0 | 0 | 0 | 0 | 0 | 0 | 0 | 0 | 0 | 0 | 0 | 0 | 0 | 0 | 0 | 0 | 0 | 0 | 0 | 0 | 0 | 0 | 0 | 0 | 0 | 0 | 0 | 0 | 0 | 0 | 0 | 0 | 0 | 0 | 0 | 0 | 0 | 0 | 0 | 0 | 0 | 0
- | - | - | - | 0 | 0 | 0 | 0 | 0 | 0 | 0 | 0 | 0 | 0 | 0 | 0 | 0 | 0 | 0 | 0 | 0 | 0 | 0 | 0 | 0 | 0 | 0 | 0 | 0 | 0 | 0 | 0 | 0 | 0 | 0 | 0 | 0 | 0 | 0 | 0 | 0 | 0 | 0 | 0 | 0 | 0 | 0 | 0 | 0 | 0 | 0 | 0 | 0 | 0 | 0 | 0 | 0 | 0 | 0 | 0 | 0 | 0 | 0 | 0 | 0 | 0 | 0 | 0 | 0 | 0 | 0 | 0 | 0 | 0 | 0 | 0
- | - | - | - | 0 | 0 | 0 | 0 | 0 | 0 | 0 | 0 | 0 | 0 | 0 | 0 | 0 | 0 | 0 | 0 | 0 | 0 | 0 | 0 | 0 | 0 | 0 | 0 | 0 | 0 | 0 | 0 | 0 | 0 | 0 | 0 | 0 | 0 | 0 | 0 | 0 | 0 | 0 | 0 | 0 | 0 | 0 | 0 | 0 | 0 | 0 | 0 | 0 | 0 | 0 | 0 | 0 | 0 | 0 | 0 | 0 | 0 | 0 | 0 | 0 | 0 | 0 | 0 | 0 | 0 | 0 | 0 | 0 | 0 | 0 | 0
- | - | - | - | 0 | 0 | 0 | 0 | 0 | 0 | 0 | 0 | 0 | 0 | 0 | 0 | 0 | 0 | 0 | 0 | 0 | 0 | 0 | 0 | 0 | 0 | 0 | 0 | 0 | 0 | 0 | 0 | 0 | 0 | 0 | 0 | 0 | 0 | 0 | 0 | 0 | 0 | 0 | 0 | 0 | 0 | 0 | 0 | 0 | 0 | 0 | 0 | 0 | 0 | 0 | 0 | 0 | 0 | 0 | 0 | 0 | 0 | 0 | 0 | 0 | 0 | 0 | 0 | 0 | 0 | 0 | 0 | 0 | 0 | 0 | 0
- | - | - | - | 0 | 0 | 0 | 0 | 0 | 0 | 0 | 0 | 0 | 0 | 0 | 0 | 0 | 0 | 0 | 0 | 0 | 0 | 0 | 0 | 0 | 0 | 0 | 0 | 0 | 0 | 0 | 0 | 0 | 0 | 0 | 0 | 0 | 0 | 0 | 0 | 0 | 0 | 0 | 0 | 0 | 0 | 0 | 0 | 0 | 0 | 0 | 0 | 0 | 0 | 0 | 0 | 0 | 0 | 0 | 0 | 0 | 0 | 0 | 0 | 0 | 0 | 0 | 0 | 0 | 0 | 0 | 0 | 0 | 0 | 0 | 0
- | - | - | - | 0 | 0 | 0 | 0 | 0 | 0 | 0 | 0 | 0 | 0 | 0 | 0 | 0 | 0 | 0 | 0 | 0 | 0 | 0 | 0 | 0 | 0 | 0 | 0 | 0 | 0 | 0 | 0 | 0 | 0 | 0 | 0 | 0 | 0 | 0 | 0 | 0 | 0 | 0 | 0 | 0 | 0 | 0 | 0 | 0 | 0 | 0 | 0 | 0 | 0 | 0 | 0 | 0 | 0 | 0 | 0 | 0 | 0 | 0 | 0 | 0 | 0 | 0 | 0 | 0 | 0 | 0 | 0 | 0 | 0 | 0 | 0
- | - | - | - | 0 | 0 | 0 | 0 | 0 | 0 | 0 | 0 | 0 | 0 | 0 | 0 | 0 | 0 | 0 | 0 | 0 | 0 | 0 | 0 | 0 | 0 | 0 | 0 | 0 | 0 | 0 | 0 | 0 | 0 | 0 | 0 | 0 | 0 | 0 | 0 | 0 | 0 | 0 | 0 | 0 | 0 | 0 | 0 | 0 | 0 | 0 | 0 | 0 | 0 | 0 | 0 | 0 | 0 | 0 | 0 | 0 | 0 | 0 | 0 | 0 | 0 | 0 | 0 | 0 | 0 | 0 | 0 | 0 | 0 | 0 | 0
- | - | - | - | 0 | 0 | 0 | 0 | 0 | 0 | 0 | 0 | 0 | 0 | 0 | 0 | 0 | 0 | 0 | 0 | 0 | 0 | 0 | 0 | 0 | 0 | 0 | 0 | 0 | 0 | 0 | 0 | 0 | 0 | 0 | 0 | 0 | 0 | 0 | 0 | 0 | 0 | 0 | 0 | 0 | 0 | 0 | 0 | 0 | 0 | 0 | 0 | 0 | 0 | 0 | 0 | 0 | 0 | 0 | 0 | 0 | 0 | 0 | 0 | 0 | 0 | 0 | 0 | 0 | 0 | 0 | 0 | 0 | 0 | 0 | 0
- | - | - | - | 0 | 0 | 0 | 0 | 0 | 0 | 0 | 0 | 0 | 0 | 0 | 0 | 0 | 0 | 0 | 0 | 0 | 0 | 0 | 0 | 0 | 0 | 0 | 0 | 0 | 0 | 0 | 0 | 0 | 0 | 0 | 0 | 0 | 0 | 0 | 0 | 0 | 0 | 0 | 0 | 0 | 0 | 0 | 0 | 0 | 0 | 0 | 0 | 0 | 0 | 0 | 0 | 0 | 0 | 0 | 0 | 0 | 0 | 0 | 0 | 0 | 0 | 0 | 0 | 0 | 0 | 0 | 0 | 0 | 0 | 0 | 0
- | - | - | - | 0 | 0 | 0 | 0 | 0 | 0 | 0 | 0 | 0 | 0 | 0 | 0 | 0 | 0 | 0 | 0 | 0 | 0 | 0 | 0 | 0 | 0 | 0 | 0 | 0 | 0 | 0 | 0 | 0 | 0 | 0 | 0 | 0 | 0 | 0 | 0 | 0 | 0 | 0 | 0 | 0 | 0 | 0 | 0 | 0 | 0 | 0 | 0 | 0 | 0 | 0 | 0 | 0 | 0 | 0 | 0 | 0 | 0 | 0 | 0 | 0 | 0 | 0 | 0 | 0 | 0 | 0 | 0 | 0 | 0 | 0 | 0
- | - | - | - | 0 | 0 | 0 | 0 | 0 | 0 | 0 | 0 | 0 | 0 | 0 | 0 | 0 | 0 | 0 | 0 | 0 | 0 | 0 | 0 | 0 | 0 | 0 | 0 | 0 | 0 | 0 | 0 | 0 | 0 | 0 | 0 | 0 | 0 | 0 | 0 | 0 | 0 | 0 | 0 | 0 | 0 | 0 | 0 | 0 | 0 | 0 | 0 | 0 | 0 | 0 | 0 | 0 | 0 | 0 | 0 | 0 | 0 | 0 | 0 | 0 | 0 | 0 | 0 | 0 | 0 | 0 | 0 | 0 | 0 | 0 | 0
- | - | - | - | 0 | 0 | 0 | 0 | 0 | 0 | 0 | 0 | 0 | 0 | 0 | 0 | 0 | 0 | 0 | 0 | 0 | 0 | 0 | 0 | 0 | 0 | 0 | 0 | 0 | 0 | 0 | 0 | 0 | 0 | 0 | 0 | 0 | 0 | 0 | 0 | 0 | 0 | 0 | 0 | 0 | 0 | 0 | 0 | 0 | 0 | 0 | 0 | 0 | 0 | 0 | 0 | 0 | 0 | 0 | 0 | 0 | 0 | 0 | 0 | 0 | 0 | 0 | 0 | 0 | 0 | 0 | 0 | 0 | 0 | 0 | 0
- | - | - | - | 0 | 0 | 0 | 0 | 0 | 0 | 0 | 0 | 0 | 0 | 0 | 0 | 0 | 0 | 0 | 0 | 0 | 0 | 0 | 0 | 0 | 0 | 0 | 0 | 0 | 0 | 0 | 0 | 0 | 0 | 0 | 0 | 0 | 0 | 0 | 0 | 0 | 0 | 0 | 0 | 0 | 0 | 0 | 0 | 0 | 0 | 0 | 0 | 0 | 0 | 0 | 0 | 0 | 0 | 0 | 0 | 0 | 0 | 0 | 0 | 0 | 0 | 0 | 0 | 0 | 0 | 0 | 0 | 0 | 0 | 0 | 0
- | - | - | - | 0 | 0 | 0 | 0 | 0 | 0 | 0 | 0 | 0 | 0 | 0 | 0 | 0 | 0 | 0 | 0 | 0 | 0 | 0 | 0 | 0 | 0 | 0 | 0 | 0 | 0 | 0 | 0 | 0 | 0 | 0 | 0 | 0 | 0 | 0 | 0 | 0 | 0 | 0 | 0 | 0 | 0 | 0 | 0 | 0 | 0 | 0 | 0 | 0 | 0 | 0 | 0 | 0 | 0 | 0 | 0 | 0 | 0 | 0 | 0 | 0 | 0 | 0 | 0 | 0 | 0 | 0 | 0 | 0 | 0 | 0 | 0
- | - | - | - | 0 | 0 | 0 | 0 | 0 | 0 | 0 | 0 | 0 | 0 | 0 | 0 | 0 | 0 | 0 | 0 | 0 | 0 | 0 | 0 | 0 | 0 | 0 | 0 | 0 | 0 | 0 | 0 | 0 | 0 | 0 | 0 | 0 | 0 | 0 | 0 | 0 | 0 | 0 | 0 | 0 | 0 | 0 | 0 | 0 | 0 | 0 | 0 | 0 | 0 | 0 | 0 | 0 | 0 | 0 | 0 | 0 | 0 | 0 | 0 | 0 | 0 | 0 | 0 | 0 | 0 | 0 | 0 | 0 | 0 | 0 | 0
- | - | - | - | 0 | 0 | 0 | 0 | 0 | 0 | 0 | 0 | 0 | 0 | 0 | 0 | 0 | 0 | 0 | 0 | 0 | 0 | 0 | 0 | 0 | 0 | 0 | 0 | 0 | 0 | 0 | 0 | 0 | 0 | 0 | 0 | 0 | 0 | 0 | 0 | 0 | 0 | 0 | 0 | 0 | 0 | 0 | 0 | 0 | 0 | 0 | 0 | 0 | 0 | 0 | 0 | 0 | 0 | 0 | 0 | 0 | 0 | 0 | 0 | 0 | 0 | 0 | 0 | 0 | 0 | 0 | 0 | 0 | 0 | 0 | 0
- | - | - | - | 0 | 0 | 0 | 0 | 0 | 0 | 0 | 0 | 0 | 0 | 0 | 0 | 0 | 0 | 0 | 0 | 0 | 0 | 0 | 0 | 0 | 0 | 0 | 0 | 0 | 0 | 0 | 0 | 0 | 0 | 0 | 0 | 0 | 0 | 0 | 0 | 0 | 0 | 0 | 0 | 0 | 0 | 0 | 0 | 0 | 0 | 0 | 0 | 0 | 0 | 0 | 0 | 0 | 0 | 0 | 0 | 0 | 0 | 0 | 0 | 0 | 0 | 0 | 0 | 0 | 0 | 0 | 0 | 0 | 0 | 0 | 0
- | - | - | - | 0 | 0 | 0 | 0 | 0 | 0 | 0 | 0 | 0 | 0 | 0 | 0 | 0 | 0 | 0 | 0 | 0 | 0 | 0 | 0 | 0 | 0 | 0 | 0 | 0 | 0 | 0 | 0 | 0 | 0 | 0 | 0 | 0 | 0 | 0 | 0 | 0 | 0 | 0 | 0 | 0 | 0 | 0 | 0 | 0 | 0 | 0 | 0 | 0 | 0 | 0 | 0 | 0 | 0 | 0 | 0 | 0 | 0 | 0 | 0 | 0 | 0 | 0 | 0 | 0 | 0 | 0 | 0 | 0 | 0 | 0 | 0
- | - | - | - | 0 | 0 | 0 | 0 | 0 | 0 | 0 | 0 | 0 | 0 | 0 | 0 | 0 | 0 | 0 | 0 | 0 | 0 | 0 | 0 | 0 | 0 | 0 | 0 | 0 | 0 | 0 | 0 | 0 | 0 | 0 | 0 | 0 | 0 | 0 | 0 | 0 | 0 | 0 | 0 | 0 | 0 | 0 | 0 | 0 | 0 | 0 | 0 | 0 | 0 | 0 | 0 | 0 | 0 | 0 | 0 | 0 | 0 | 0 | 0 | 0 | 0 | 0 | 0 | 0 | 0 | 0 | 0 | 0 | 0 | 0 | 0
- | - | - | - | 0 | 0 | 0 | 0 | 0 | 0 | 0 | 0 | 0 | 0 | 0 | 0 | 0 | 0 | 0 | 0 | 0 | 0 | 0 | 0 | 0 | 0 | 0 | 0 | 0 | 0 | 0 | 0 | 0 | 0 | 0 | 0 | 0 | 0 | 0 | 0 | 0 | 0 | 0 | 0 | 0 | 0 | 0 | 0 | 0 | 0 | 0 | 0 | 0 | 0 | 0 | 0 | 0 | 0 | 0 | 0 | 0 | 0 | 0 | 0 | 0 | 0 | 0 | 0 | 0 | 0 | 0 | 0 | 0 | 0 | 0 | 0
- | - | - | - | 0 | 0 | 0 | 0 | 0 | 0 | 0 | 0 | 0 | 0 | 0 | 0 | 0 | 0 | 0 | 0 | 0 | 0 | 0 | 0 | 0 | 0 | 0 | 0 | 0 | 0 | 0 | 0 | 0 | 0 | 0 | 0 | 0 | 0 | 0 | 0 | 0 | 0 | 0 | 0 | 0 | 0 | 0 | 0 | 0 | 0 | 0 | 0 | 0 | 0 | 0 | 0 | 0 | 0 | 0 | 0 | 0 | 0 | 0 | 0 | 0 | 0 | 0 | 0 | 0 | 0 | 0 | 0 | 0 | 0 | 0 | 0
- | - | - | - | 0 | 0 | 0 | 0 | 0 | 0 | 0 | 0 | 0 | 0 | 0 | 0 | 0 | 0 | 0 | 0 | 0 | 0 | 0 | 0 | 0 | 0 | 0 | 0 | 0 | 0 | 0 | 0 | 0 | 0 | 0 | 0 | 0 | 0 | 0 | 0 | 0 | 0 | 0 | 0 | 0 | 0 | 0 | 0 | 0 | 0 | 0 | 0 | 0 | 0 | 0 | 0 | 0 | 0 | 0 | 0 | 0 | 0 | 0 | 0 | 0 | 0 | 0 | 0 | 0 | 0 | 0 | 0 | 0 | 0 | 0 | 0
- | - | - | - | 0 | 0 | 0 | 0 | 0 | 0 | 0 | 0 | 0 | 0 | 0 | 0 | 0 | 0 | 0 | 0 | 0 | 0 | 0 | 0 | 0 | 0 | 0 | 0 | 0 | 0 | 0 | 0 | 0 | 0 | 0 | 0 | 0 | 0 | 0 | 0 | 0 | 0 | 0 | 0 | 0 | 0 | 0 | 0 | 0 | 0 | 0 | 0 | 0 | 0 | 0 | 0 | 0 | 0 | 0 | 0 | 0 | 0 | 0 | 0 | 0 | 0 | 0 | 0 | 0 | 0 | 0 | 0 | 0 | 0 | 0 | 0
- | - | - | - | 0 | 0 | 0 | 0 | 0 | 0 | 0 | 0 | 0 | 0 | 0 | 0 | 0 | 0 | 0 | 0 | 0 | 0 | 0 | 0 | 0 | 0 | 0 | 0 | 0 | 0 | 0 | 0 | 0 | 0 | 0 | 0 | 0 | 0 | 0 | 0 | 0 | 0 | 0 | 0 | 0 | 0 | 0 | 0 | 0 | 0 | 0 | 0 | 0 | 0 | 0 | 0 | 0 | 0 | 0 | 0 | 0 | 0 | 0 | 0 | 0 | 0 | 0 | 0 | 0 | 0 | 0 | 0 | 0 | 0 | 0 | 0
- | - | - | - | 0 | 0 | 0 | 0 | 0 | 0 | 0 | 0 | 0 | 0 | 0 | 0 | 0 | 0 | 0 | 0 | 0 | 0 | 0 | 0 | 0 | 0 | 0 | 0 | 0 | 0 | 0 | 0 | 0 | 0 | 0 | 0 | 0 | 0 | 0 | 0 | 0 | 0 | 0 | 0 | 0 | 0 | 0 | 0 | 0 | 0 | 0 | 0 | 0 | 0 | 0 | 0 | 0 | 0 | 0 | 0 | 0 | 0 | 0 | 0 | 0 | 0 | 0 | 0 | 0 | 0 | 0 | 0 | 0 | 0 | 0 | 0
- | - | - | - | 0 | 0 | 0 | 0 | 0 | 0 | 0 | 0 | 0 | 0 | 0 | 0 | 0 | 0 | 0 | 0 | 0 | 0 | 0 | 0 | 0 | 0 | 0 | 0 | 0 | 0 | 0 | 0 | 0 | 0 | 0 | 0 | 0 | 0 | 0 | 0 | 0 | 0 | 0 | 0 | 0 | 0 | 0 | 0 | 0 | 0 | 0 | 0 | 0 | 0 | 0 | 0 | 0 | 0 | 0 | 0 | 0 | 0 | 0 | 0 | 0 | 0 | 0 | 0 | 0 | 0 | 0 | 0 | 0 | 0 | 0 | 0
- | - | - | - | 0 | 0 | 0 | 0 | 0 | 0 | 0 | 0 | 0 | 0 | 0 | 0 | 0 | 0 | 0 | 0 | 0 | 0 | 0 | 0 | 0 | 0 | 0 | 0 | 0 | 0 | 0 | 0 | 0 | 0 | 0 | 0 | 0 | 0 | 0 | 0 | 0 | 0 | 0 | 0 | 0 | 0 | 0 | 0 | 0 | 0 | 0 | 0 | 0 | 0 | 0 | 0 | 0 | 0 | 0 | 0 | 0 | 0 | 0 | 0 | 0 | 0 | 0 | 0 | 0 | 0 | 0 | 0 | 0 | 0 | 0 | 0
- | - | - | - | 0 | 0 | 0 | 0 | 0 | 0 | 0 | 0 | 0 | 0 | 0 | 0 | 0 | 0 | 0 | 0 | 0 | 0 | 0 | 0 | 0 | 0 | 0 | 0 | 0 | 0 | 0 | 0 | 0 | 0 | 0 | 0 | 0 | 0 | 0 | 0 | 0 | 0 | 0 | 0 | 0 | 0 | 0 | 0 | 0 | 0 | 0 | 0 | 0 | 0 | 0 | 0 | 0 | 0 | 0 | 0 | 0 | 0 | 0 | 0 | 0 | 0 | 0 | 0 | 0 | 0 | 0 | 0 | 0 | 0 | 0 | 0
- | - | - | - | 0 | 0 | 0 | 0 | 0 | 0 | 0 | 0 | 0 | 0 | 0 | 0 | 0 | 0 | 0 | 0 | 0 | 0 | 0 | 0 | 0 | 0 | 0 | 0 | 0 | 0 | 0 | 0 | 0 | 0 | 0 | 0 | 0 | 0 | 0 | 0 | 0 | 0 | 0 | 0 | 0 | 0 | 0 | 0 | 0 | 0 | 0 | 0 | 0 | 0 | 0 | 0 | 0 | 0 | 0 | 0 | 0 | 0 | 0 | 0 | 0 | 0 | 0 | 0 | 0 | 0 | 0 | 0 | 0 | 0 | 0 | 0
- | - | - | - | 0 | 0 | 0 | 0 | 0 | 0 | 0 | 0 | 0 | 0 | 0 | 0 | 0 | 0 | 0 | 0 | 0 | 0 | 0 | 0 | 0 | 0 | 0 | 0 | 0 | 0 | 0 | 0 | 0 | 0 | 0 | 0 | 0 | 0 | 0 | 0 | 0 | 0 | 0 | 0 | 0 | 0 | 0 | 0 | 0 | 0 | 0 | 0 | 0 | 0 | 0 | 0 | 0 | 0 | 0 | 0 | 0 | 0 | 0 | 0 | 0 | 0 | 0 | 0 | 0 | 0 | 0 | 0 | 0 | 0 | 0 | 0
- | - | - | - | 0 | 0 | 0 | 0 | 0 | 0 | 0 | 0 | 0 | 0 | 0 | 0 | 0 | 0 | 0 | 0 | 0 | 0 | 0 | 0 | 0 | 0 | 0 | 0 | 0 | 0 | 0 | 0 | 0 | 0 | 0 | 0 | 0 | 0 | 0 | 0 | 0 | 0 | 0 | 0 | 0 | 0 | 0 | 0 | 0 | 0 | 0 | 0 | 0 | 0 | 0 | 0 | 0 | 0 | 0 | 0 | 0 | 0 | 0 | 0 | 0 | 0 | 0 | 0 | 0 | 0 | 0 | 0 | 0 | 0 | 0 | 0
- | - | - | - | 0 | 0 | 0 | 0 | 0 | 0 | 0 | 0 | 0 | 0 | 0 | 0 | 0 | 0 | 0 | 0 | 0 | 0 | 0 | 0 | 0 | 0 | 0 | 0 | 0 | 0 | 0 | 0 | 0 | 0 | 0 | 0 | 0 | 0 | 0 | 0 | 0 | 0 | 0 | 0 | 0 | 0 | 0 | 0 | 0 | 0 | 0 | 0 | 0 | 0 | 0 | 0 | 0 | 0 | 0 | 0 | 0 | 0 | 0 | 0 | 0 | 0 | 0 | 0 | 0 | 0 | 0 | 0 | 0 | 0 | 0 | 0
- | - | - | - | 0 | 0 | 0 | 0 | 0 | 0 | 0 | 0 | 0 | 0 | 0 | 0 | 0 | 0 | 0 | 0 | 0 | 0 | 0 | 0 | 0 | 0 | 0 | 0 | 0 | 0 | 0 | 0 | 0 | 0 | 0 | 0 | 0 | 0 | 0 | 0 | 0 | 0 | 0 | 0 | 0 | 0 | 0 | 0 | 0 | 0 | 0 | 0 | 0 | 0 | 0 | 0 | 0 | 0 | 0 | 0 | 0 | 0 | 0 | 0 | 0 | 0 | 0 | 0 | 0 | 0 | 0 | 0 | 0 | 0 | 0 | 0
- | - | - | - | 0 | 0 | 0 | 0 | 0 | 0 | 0 | 0 | 0 | 0 | 0 | 0 | 0 | 0 | 0 | 0 | 0 | 0 | 0 | 0 | 0 | 0 | 0 | 0 | 0 | 0 | 0 | 0 | 0 | 0 | 0 | 0 | 0 | 0 | 0 | 0 | 0 | 0 | 0 | 0 | 0 | 0 | 0 | 0 | 0 | 0 | 0 | 0 | 0 | 0 | 0 | 0 | 0 | 0 | 0 | 0 | 0 | 0 | 0 | 0 | 0 | 0 | 0 | 0 | 0 | 0 | 0 | 0 | 0 | 0 | 0 | 0
- | - | - | - | 0 | 0 | 0 | 0 | 0 | 0 | 0 | 0 | 0 | 0 | 0 | 0 | 0 | 0 | 0 | 0 | 0 | 0 | 0 | 0 | 0 | 0 | 0 | 0 | 0 | 0 | 0 | 0 | 0 | 0 | 0 | 0 | 0 | 0 | 0 | 0 | 0 | 0 | 0 | 0 | 0 | 0 | 0 | 0 | 0 | 0 | 0 | 0 | 0 | 0 | 0 | 0 | 0 | 0 | 0 | 0 | 0 | 0 | 0 | 0 | 0 | 0 | 0 | 0 | 0 | 0 | 0 | 0 | 0 | 0 | 0 | 0
- | - | - | - | 0 | 0 | 0 | 0 | 0 | 0 | 0 | 0 | 0 | 0 | 0 | 0 | 0 | 0 | 0 | 0 | 0 | 0 | 0 | 0 | 0 | 0 | 0 | 0 | 0 | 0 | 0 | 0 | 0 | 0 | 0 | 0 | 0 | 0 | 0 | 0 | 0 | 0 | 0 | 0 | 0 | 0 | 0 | 0 | 0 | 0 | 0 | 0 | 0 | 0 | 0 | 0 | 0 | 0 | 0 | 0 | 0 | 0 | 0 | 0 | 0 | 0 | 0 | 0 | 0 | 0 | 0 | 0 | 0 | 0 | 0 | 0
- | - | - | - | 0 | 0 | 0 | 0 | 0 | 0 | 0 | 0 | 0 | 0 | 0 | 0 | 0 | 0 | 0 | 0 | 0 | 0 | 0 | 0 | 0 | 0 | 0 | 0 | 0 | 0 | 0 | 0 | 0 | 0 | 0 | 0 | 0 | 0 | 0 | 0 | 0 | 0 | 0 | 0 | 0 | 0 | 0 | 0 | 0 | 0 | 0 | 0 | 0 | 0 | 0 | 0 | 0 | 0 | 0 | 0 | 0 | 0 | 0 | 0 | 0 | 0 | 0 | 0 | 0 | 0 | 0 | 0 | 0 | 0 | 0 | 0
- | - | - | - | 0 | 0 | 0 | 0 | 0 | 0 | 0 | 0 | 0 | 0 | 0 | 0 | 0 | 0 | 0 | 0 | 0 | 0 | 0 | 0 | 0 | 0 | 0 | 0 | 0 | 0 | 0 | 0 | 0 | 0 | 0 | 0 | 0 | 0 | 0 | 0 | 0 | 0 | 0 | 0 | 0 | 0 | 0 | 0 | 0 | 0 | 0 | 0 | 0 | 0 | 0 | 0 | 0 | 0 | 0 | 0 | 0 | 0 | 0 | 0 | 0 | 0 | 0 | 0 | 0 | 0 | 0 | 0 | 0 | 0 | 0 | 0
- | - | - | - | 0 | 0 | 0 | 0 | 0 | 0 | 0 | 0 | 0 | 0 | 0 | 0 | 0 | 0 | 0 | 0 | 0 | 0 | 0 | 0 | 0 | 0 | 0 | 0 | 0 | 0 | 0 | 0 | 0 | 0 | 0 | 0 | 0 | 0 | 0 | 0 | 0 | 0 | 0 | 0 | 0 | 0 | 0 | 0 | 0 | 0 | 0 | 0 | 0 | 0 | 0 | 0 | 0 | 0 | 0 | 0 | 0 | 0 | 0 | 0 | 0 | 0 | 0 | 0 | 0 | 0 | 0 | 0 | 0 | 0 | 0 | 0
- | - | - | - | 0 | 0 | 0 | 0 | 0 | 0 | 0 | 0 | 0 | 0 | 0 | 0 | 0 | 0 | 0 | 0 | 0 | 0 | 0 | 0 | 0 | 0 | 0 | 0 | 0 | 0 | 0 | 0 | 0 | 0 | 0 | 0 | 0 | 0 | 0 | 0 | 0 | 0 | 0 | 0 | 0 | 0 | 0 | 0 | 0 | 0 | 0 | 0 | 0 | 0 | 0 | 0 | 0 | 0 | 0 | 0 | 0 | 0 | 0 | 0 | 0 | 0 | 0 | 0 | 0 | 0 | 0 | 0 | 0 | 0 | 0 | 0
- | - | - | - | 0 | 0 | 0 | 0 | 0 | 0 | 0 | 0 | 0 | 0 | 0 | 0 | 0 | 0 | 0 | 0 | 0 | 0 | 0 | 0 | 0 | 0 | 0 | 0 | 0 | 0 | 0 | 0 | 0 | 0 | 0 | 0 | 0 | 0 | 0 | 0 | 0 | 0 | 0 | 0 | 0 | 0 | 0 | 0 | 0 | 0 | 0 | 0 | 0 | 0 | 0 | 0 | 0 | 0 | 0 | 0 | 0 | 0 | 0 | 0 | 0 | 0 | 0 | 0 | 0 | 0 | 0 | 0 | 0 | 0 | 0 | 0
- | - | - | - | 0 | 0 | 0 | 0 | 0 | 0 | 0 | 0 | 0 | 0 | 0 | 0 | 0 | 0 | 0 | 0 | 0 | 0 | 0 | 0 | 0 | 0 | 0 | 0 | 0 | 0 | 0 | 0 | 0 | 0 | 0 | 0 | 0 | 0 | 0 | 0 | 0 | 0 | 0 | 0 | 0 | 0 | 0 | 0 | 0 | 0 | 0 | 0 | 0 | 0 | 0 | 0 | 0 | 0 | 0 | 0 | 0 | 0 | 0 | 0 | 0 | 0 | 0 | 0 | 0 | 0 | 0 | 0 | 0 | 0 | 0 | 0
- | - | - | - | 0 | 0 | 0 | 0 | 0 | 0 | 0 | 0 | 0 | 0 | 0 | 0 | 0 | 0 | 0 | 0 | 0 | 0 | 0 | 0 | 0 | 0 | 0 | 0 | 0 | 0 | 0 | 0 | 0 | 0 | 0 | 0 | 0 | 0 | 0 | 0 | 0 | 0 | 0 | 0 | 0 | 0 | 0 | 0 | 0 | 0 | 0 | 0 | 0 | 0 | 0 | 0 | 0 | 0 | 0 | 0 | 0 | 0 | 0 | 0 | 0 | 0 | 0 | 0 | 0 | 0 | 0 | 0 | 0 | 0 | 0 | 0
- | - | - | - | 0 | 0 | 0 | 0 | 0 | 0 | 0 | 0 | 0 | 0 | 0 | 0 | 0 | 0 | 0 | 0 | 0 | 0 | 0 | 0 | 0 | 0 | 0 | 0 | 0 | 0 | 0 | 0 | 0 | 0 | 0 | 0 | 0 | 0 | 0 | 0 | 0 | 0 | 0 | 0 | 0 | 0 | 0 | 0 | 0 | 0 | 0 | 0 | 0 | 0 | 0 | 0 | 0 | 0 | 0 | 0 | 0 | 0 | 0 | 0 | 0 | 0 | 0 | 0 | 0 | 0 | 0 | 0 | 0 | 0 | 0 | 0
- | - | - | - | 0 | 0 | 0 | 0 | 0 | 0 | 0 | 0 | 0 | 0 | 0 | 0 | 0 | 0 | 0 | 0 | 0 | 0 | 0 | 0 | 0 | 0 | 0 | 0 | 0 | 0 | 0 | 0 | 0 | 0 | 0 | 0 | 0 | 0 | 0 | 0 | 0 | 0 | 0 | 0 | 0 | 0 | 0 | 0 | 0 | 0 | 0 | 0 | 0 | 0 | 0 | 0 | 0 | 0 | 0 | 0 | 0 | 0 | 0 | 0 | 0 | 0 | 0 | 0 | 0 | 0 | 0 | 0 | 0 | 0 | 0 | 0
- | - | - | - | 0 | 0 | 0 | 0 | 0 | 0 | 0 | 0 | 0 | 0 | 0 | 0 | 0 | 0 | 0 | 0 | 0 | 0 | 0 | 0 | 0 | 0 | 0 | 0 | 0 | 0 | 0 | 0 | 0 | 0 | 0 | 0 | 0 | 0 | 0 | 0 | 0 | 0 | 0 | 0 | 0 | 0 | 0 | 0 | 0 | 0 | 0 | 0 | 0 | 0 | 0 | 0 | 0 | 0 | 0 | 0 | 0 | 0 | 0 | 0 | 0 | 0 | 0 | 0 | 0 | 0 | 0 | 0 | 0 | 0 | 0 | 0
- | - | - | - | 0 | 0 | 0 | 0 | 0 | 0 | 0 | 0 | 0 | 0 | 0 | 0 | 0 | 0 | 0 | 0 | 0 | 0 | 0 | 0 | 0 | 0 | 0 | 0 | 0 | 0 | 0 | 0 | 0 | 0 | 0 | 0 | 0 | 0 | 0 | 0 | 0 | 0 | 0 | 0 | 0 | 0 | 0 | 0 | 0 | 0 | 0 | 0 | 0 | 0 | 0 | 0 | 0 | 0 | 0 | 0 | 0 | 0 | 0 | 0 | 0 | 0 | 0 | 0 | 0 | 0 | 0 | 0 | 0 | 0 | 0 | 0
- | - | - | - | 0 | 0 | 0 | 0 | 0 | 0 | 0 | 0 | 0 | 0 | 0 | 0 | 0 | 0 | 0 | 0 | 0 | 0 | 0 | 0 | 0 | 0 | 0 | 0 | 0 | 0 | 0 | 0 | 0 | 0 | 0 | 0 | 0 | 0 | 0 | 0 | 0 | 0 | 0 | 0 | 0 | 0 | 0 | 0 | 0 | 0 | 0 | 0 | 0 | 0 | 0 | 0 | 0 | 0 | 0 | 0 | 0 | 0 | 0 | 0 | 0 | 0 | 0 | 0 | 0 | 0 | 0 | 0 | 0 | 0 | 0 | 0
- | - | - | - | 0 | 0 | 0 | 0 | 0 | 0 | 0 | 0 | 0 | 0 | 0 | 0 | 0 | 0 | 0 | 0 | 0 | 0 | 0 | 0 | 0 | 0 | 0 | 0 | 0 | 0 | 0 | 0 | 0 | 0 | 0 | 0 | 0 | 0 | 0 | 0 | 0 | 0 | 0 | 0 | 0 | 0 | 0 | 0 | 0 | 0 | 0 | 0 | 0 | 0 | 0 | 0 | 0 | 0 | 0 | 0 | 0 | 0 | 0 | 0 | 0 | 0 | 0 | 0 | 0 | 0 | 0 | 0 | 0 | 0 | 0 | 0
- | - | - | - | 0 | 0 | 0 | 0 | 0 | 0 | 0 | 0 | 0 | 0 | 0 | 0 | 0 | 0 | 0 | 0 | 0 | 0 | 0 | 0 | 0 | 0 | 0 | 0 | 0 | 0 | 0 | 0 | 0 | 0 | 0 | 0 | 0 | 0 | 0 | 0 | 0 | 0 | 0 | 0 | 0 | 0 | 0 | 0 | 0 | 0 | 0 | 0 | 0 | 0 | 0 | 0 | 0 | 0 | 0 | 0 | 0 | 0 | 0 | 0 | 0 | 0 | 0 | 0 | 0 | 0 | 0 | 0 | 0 | 0 | 0 | 0
- | - | - | - | 0 | 0 | 0 | 0 | 0 | 0 | 0 | 0 | 0 | 0 | 0 | 0 | 0 | 0 | 0 | 0 | 0 | 0 | 0 | 0 | 0 | 0 | 0 | 0 | 0 | 0 | 0 | 0 | 0 | 0 | 0 | 0 | 0 | 0 | 0 | 0 | 0 | 0 | 0 | 0 | 0 | 0 | 0 | 0 | 0 | 0 | 0 | 0 | 0 | 0 | 0 | 0 | 0 | 0 | 0 | 0 | 0 | 0 | 0 | 0 | 0 | 0 | 0 | 0 | 0 | 0 | 0 | 0 | 0 | 0 | 0 | 0
- | - | - | - | 0 | 0 | 0 | 0 | 0 | 0 | 0 | 0 | 0 | 0 | 0 | 0 | 0 | 0 | 0 | 0 | 0 | 0 | 0 | 0 | 0 | 0 | 0 | 0 | 0 | 0 | 0 | 0 | 0 | 0 | 0 | 0 | 0 | 0 | 0 | 0 | 0 | 0 | 0 | 0 | 0 | 0 | 0 | 0 | 0 | 0 | 0 | 0 | 0 | 0 | 0 | 0 | 0 | 0 | 0 | 0 | 0 | 0 | 0 | 0 | 0 | 0 | 0 | 0 | 0 | 0 | 0 | 0 | 0 | 0 | 0 | 0
- | - | - | - | 0 | 0 | 0 | 0 | 0 | 0 | 0 | 0 | 0 | 0 | 0 | 0 | 0 | 0 | 0 | 0 | 0 | 0 | 0 | 0 | 0 | 0 | 0 | 0 | 0 | 0 | 0 | 0 | 0 | 0 | 0 | 0 | 0 | 0 | 0 | 0 | 0 | 0 | 0 | 0 | 0 | 0 | 0 | 0 | 0 | 0 | 0 | 0 | 0 | 0 | 0 | 0 | 0 | 0 | 0 | 0 | 0 | 0 | 0 | 0 | 0 | 0 | 0 | 0 | 0 | 0 | 0 | 0 | 0 | 0 | 0 | 0
- | - | - | - | 0 | 0 | 0 | 0 | 0 | 0 | 0 | 0 | 0 | 0 | 0 | 0 | 0 | 0 | 0 | 0 | 0 | 0 | 0 | 0 | 0 | 0 | 0 | 0 | 0 | 0 | 0 | 0 | 0 | 0 | 0 | 0 | 0 | 0 | 0 | 0 | 0 | 0 | 0 | 0 | 0 | 0 | 0 | 0 | 0 | 0 | 0 | 0 | 0 | 0 | 0 | 0 | 0 | 0 | 0 | 0 | 0 | 0 | 0 | 0 | 0 | 0 | 0 | 0 | 0 | 0 | 0 | 0 | 0 | 0 | 0 | 0
- | - | - | - | 0 | 0 | 0 | 0 | 0 | 0 | 0 | 0 | 0 | 0 | 0 | 0 | 0 | 0 | 0 | 0 | 0 | 0 | 0 | 0 | 0 | 0 | 0 | 0 | 0 | 0 | 0 | 0 | 0 | 0 | 0 | 0 | 0 | 0 | 0 | 0 | 0 | 0 | 0 | 0 | 0 | 0 | 0 | 0 | 0 | 0 | 0 | 0 | 0 | 0 | 0 | 0 | 0 | 0 | 0 | 0 | 0 | 0 | 0 | 0 | 0 | 0 | 0 | 0 | 0 | 0 | 0 | 0 | 0 | 0 | 0 | 0
- | - | - | - | 0 | 0 | 0 | 0 | 0 | 0 | 0 | 0 | 0 | 0 | 0 | 0 | 0 | 0 | 0 | 0 | 0 | 0 | 0 | 0 | 0 | 0 | 0 | 0 | 0 | 0 | 0 | 0 | 0 | 0 | 0 | 0 | 0 | 0 | 0 | 0 | 0 | 0 | 0 | 0 | 0 | 0 | 0 | 0 | 0 | 0 | 0 | 0 | 0 | 0 | 0 | 0 | 0 | 0 | 0 | 0 | 0 | 0 | 0 | 0 | 0 | 0 | 0 | 0 | 0 | 0 | 0 | 0 | 0 | 0 | 0 | 0
- | - | - | - | 0 | 0 | 0 | 0 | 0 | 0 | 0 | 0 | 0 | 0 | 0 | 0 | 0 | 0 | 0 | 0 | 0 | 0 | 0 | 0 | 0 | 0 | 0 | 0 | 0 | 0 | 0 | 0 | 0 | 0 | 0 | 0 | 0 | 0 | 0 | 0 | 0 | 0 | 0 | 0 | 0 | 0 | 0 | 0 | 0 | 0 | 0 | 0 | 0 | 0 | 0 | 0 | 0 | 0 | 0 | 0 | 0 | 0 | 0 | 0 | 0 | 0 | 0 | 0 | 0 | 0 | 0 | 0 | 0 | 0 | 0 | 0
- | - | - | - | 0 | 0 | 0 | 0 | 0 | 0 | 0 | 0 | 0 | 0 | 0 | 0 | 0 | 0 | 0 | 0 | 0 | 0 | 0 | 0 | 0 | 0 | 0 | 0 | 0 | 0 | 0 | 0 | 0 | 0 | 0 | 0 | 0 | 0 | 0 | 0 | 0 | 0 | 0 | 0 | 0 | 0 | 0 | 0 | 0 | 0 | 0 | 0 | 0 | 0 | 0 | 0 | 0 | 0 | 0 | 0 | 0 | 0 | 0 | 0 | 0 | 0 | 0 | 0 | 0 | 0 | 0 | 0 | 0 | 0 | 0 | 0
- | - | - | - | 0 | 0 | 0 | 0 | 0 | 0 | 0 | 0 | 0 | 0 | 0 | 0 | 0 | 0 | 0 | 0 | 0 | 0 | 0 | 0 | 0 | 0 | 0 | 0 | 0 | 0 | 0 | 0 | 0 | 0 | 0 | 0 | 0 | 0 | 0 | 0 | 0 | 0 | 0 | 0 | 0 | 0 | 0 | 0 | 0 | 0 | 0 | 0 | 0 | 0 | 0 | 0 | 0 | 0 | 0 | 0 | 0 | 0 | 0 | 0 | 0 | 0 | 0 | 0 | 0 | 0 | 0 | 0 | 0 | 0 | 0 | 0
- | - | - | - | 0 | 0 | 0 | 0 | 0 | 0 | 0 | 0 | 0 | 0 | 0 | 0 | 0 | 0 | 0 | 0 | 0 | 0 | 0 | 0 | 0 | 0 | 0 | 0 | 0 | 0 | 0 | 0 | 0 | 0 | 0 | 0 | 0 | 0 | 0 | 0 | 0 | 0 | 0 | 0 | 0 | 0 | 0 | 0 | 0 | 0 | 0 | 0 | 0 | 0 | 0 | 0 | 0 | 0 | 0 | 0 | 0 | 0 | 0 | 0 | 0 | 0 | 0 | 0 | 0 | 0 | 0 | 0 | 0 | 0 | 0 | 0
- | - | - | - | 0 | 0 | 0 | 0 | 0 | 0 | 0 | 0 | 0 | 0 | 0 | 0 | 0 | 0 | 0 | 0 | 0 | 0 | 0 | 0 | 0 | 0 | 0 | 0 | 0 | 0 | 0 | 0 | 0 | 0 | 0 | 0 | 0 | 0 | 0 | 0 | 0 | 0 | 0 | 0 | 0 | 0 | 0 | 0 | 0 | 0 | 0 | 0 | 0 | 0 | 0 | 0 | 0 | 0 | 0 | 0 | 0 | 0 | 0 | 0 | 0 | 0 | 0 | 0 | 0 | 0 | 0 | 0 | 0 | 0 | 0 | 0
- | - | - | - | 0 | 0 | 0 | 0 | 0 | 0 | 0 | 0 | 0 | 0 | 0 | 0 | 0 | 0 | 0 | 0 | 0 | 0 | 0 | 0 | 0 | 0 | 0 | 0 | 0 | 0 | 0 | 0 | 0 | 0 | 0 | 0 | 0 | 0 | 0 | 0 | 0 | 0 | 0 | 0 | 0 | 0 | 0 | 0 | 0 | 0 | 0 | 0 | 0 | 0 | 0 | 0 | 0 | 0 | 0 | 0 | 0 | 0 | 0 | 0 | 0 | 0 | 0 | 0 | 0 | 0 | 0 | 0 | 0 | 0 | 0 | 0
- | - | - | - | 0 | 0 | 0 | 0 | 0 | 0 | 0 | 0 | 0 | 0 | 0 | 0 | 0 | 0 | 0 | 0 | 0 | 0 | 0 | 0 | 0 | 0 | 0 | 0 | 0 | 0 | 0 | 0 | 0 | 0 | 0 | 0 | 0 | 0 | 0 | 0 | 0 | 0 | 0 | 0 | 0 | 0 | 0 | 0 | 0 | 0 | 0 | 0 | 0 | 0 | 0 | 0 | 0 | 0 | 0 | 0 | 0 | 0 | 0 | 0 | 0 | 0 | 0 | 0 | 0 | 0 | 0 | 0 | 0 | 0 | 0 | 0
- | - | - | - | 0 | 0 | 0 | 0 | 0 | 0 | 0 | 0 | 0 | 0 | 0 | 0 | 0 | 0 | 0 | 0 | 0 | 0 | 0 | 0 | 0 | 0 | 0 | 0 | 0 | 0 | 0 | 0 | 0 | 0 | 0 | 0 | 0 | 0 | 0 | 0 | 0 | 0 | 0 | 0 | 0 | 0 | 0 | 0 | 0 | 0 | 0 | 0 | 0 | 0 | 0 | 0 | 0 | 0 | 0 | 0 | 0 | 0 | 0 | 0 | 0 | 0 | 0 | 0 | 0 | 0 | 0 | 0 | 0 | 0 | 0 | 0
- | - | - | - | 0 | 0 | 0 | 0 | 0 | 0 | 0 | 0 | 0 | 0 | 0 | 0 | 0 | 0 | 0 | 0 | 0 | 0 | 0 | 0 | 0 | 0 | 0 | 0 | 0 | 0 | 0 | 0 | 0 | 0 | 0 | 0 | 0 | 0 | 0 | 0 | 0 | 0 | 0 | 0 | 0 | 0 | 0 | 0 | 0 | 0 | 0 | 0 | 0 | 0 | 0 | 0 | 0 | 0 | 0 | 0 | 0 | 0 | 0 | 0 | 0 | 0 | 0 | 0 | 0 | 0 | 0 | 0 | 0 | 0 | 0 | 0
- | - | - | - | 0 | 0 | 0 | 0 | 0 | 0 | 0 | 0 | 0 | 0 | 0 | 0 | 0 | 0 | 0 | 0 | 0 | 0 | 0 | 0 | 0 | 0 | 0 | 0 | 0 | 0 | 0 | 0 | 0 | 0 | 0 | 0 | 0 | 0 | 0 | 0 | 0 | 0 | 0 | 0 | 0 | 0 | 0 | 0 | 0 | 0 | 0 | 0 | 0 | 0 | 0 | 0 | 0 | 0 | 0 | 0 | 0 | 0 | 0 | 0 | 0 | 0 | 0 | 0 | 0 | 0 | 0 | 0 | 0 | 0 | 0 | 0
- | - | - | - | 0 | 0 | 0 | 0 | 0 | 0 | 0 | 0 | 0 | 0 | 0 | 0 | 0 | 0 | 0 | 0 | 0 | 0 | 0 | 0 | 0 | 0 | 0 | 0 | 0 | 0 | 0 | 0 | 0 | 0 | 0 | 0 | 0 | 0 | 0 | 0 | 0 | 0 | 0 | 0 | 0 | 0 | 0 | 0 | 0 | 0 | 0 | 0 | 0 | 0 | 0 | 0 | 0 | 0 | 0 | 0 | 0 | 0 | 0 | 0 | 0 | 0 | 0 | 0 | 0 | 0 | 0 | 0 | 0 | 0 | 0 | 0
- | - | - | - | 0 | 0 | 0 | 0 | 0 | 0 | 0 | 0 | 0 | 0 | 0 | 0 | 0 | 0 | 0 | 0 | 0 | 0 | 0 | 0 | 0 | 0 | 0 | 0 | 0 | 0 | 0 | 0 | 0 | 0 | 0 | 0 | 0 | 0 | 0 | 0 | 0 | 0 | 0 | 0 | 0 | 0 | 0 | 0 | 0 | 0 | 0 | 0 | 0 | 0 | 0 | 0 | 0 | 0 | 0 | 0 | 0 | 0 | 0 | 0 | 0 | 0 | 0 | 0 | 0 | 0 | 0 | 0 | 0 | 0 | 0 | 0
- | - | - | - | 0 | 0 | 0 | 0 | 0 | 0 | 0 | 0 | 0 | 0 | 0 | 0 | 0 | 0 | 0 | 0 | 0 | 0 | 0 | 0 | 0 | 0 | 0 | 0 | 0 | 0 | 0 | 0 | 0 | 0 | 0 | 0 | 0 | 0 | 0 | 0 | 0 | 0 | 0 | 0 | 0 | 0 | 0 | 0 | 0 | 0 | 0 | 0 | 0 | 0 | 0 | 0 | 0 | 0 | 0 | 0 | 0 | 0 | 0 | 0 | 0 | 0 | 0 | 0 | 0 | 0 | 0 | 0 | 0 | 0 | 0 | 0
- | - | - | - | 0 | 0 | 0 | 0 | 0 | 0 | 0 | 0 | 0 | 0 | 0 | 0 | 0 | 0 | 0 | 0 | 0 | 0 | 0 | 0 | 0 | 0 | 0 | 0 | 0 | 0 | 0 | 0 | 0 | 0 | 0 | 0 | 0 | 0 | 0 | 0 | 0 | 0 | 0 | 0 | 0 | 0 | 0 | 0 | 0 | 0 | 0 | 0 | 0 | 0 | 0 | 0 | 0 | 0 | 0 | 0 | 0 | 0 | 0 | 0 | 0 | 0 | 0 | 0 | 0 | 0 | 0 | 0 | 0 | 0 | 0 | 0
- | - | - | - | 0 | 0 | 0 | 0 | 0 | 0 | 0 | 0 | 0 | 0 | 0 | 0 | 0 | 0 | 0 | 0 | 0 | 0 | 0 | 0 | 0 | 0 | 0 | 0 | 0 | 0 | 0 | 0 | 0 | 0 | 0 | 0 | 0 | 0 | 0 | 0 | 0 | 0 | 0 | 0 | 0 | 0 | 0 | 0 | 0 | 0 | 0 | 0 | 0 | 0 | 0 | 0 | 0 | 0 | 0 | 0 | 0 | 0 | 0 | 0 | 0 | 0 | 0 | 0 | 0 | 0 | 0 | 0 | 0 | 0 | 0 | 0
- | - | - | - | 0 | 0 | 0 | 0 | 0 | 0 | 0 | 0 | 0 | 0 | 0 | 0 | 0 | 0 | 0 | 0 | 0 | 0 | 0 | 0 | 0 | 0 | 0 | 0 | 0 | 0 | 0 | 0 | 0 | 0 | 0 | 0 | 0 | 0 | 0 | 0 | 0 | 0 | 0 | 0 | 0 | 0 | 0 | 0 | 0 | 0 | 0 | 0 | 0 | 0 | 0 | 0 | 0 | 0 | 0 | 0 | 0 | 0 | 0 | 0 | 0 | 0 | 0 | 0 | 0 | 0 | 0 | 0 | 0 | 0 | 0 | 0
- | - | - | - | 0 | 0 | 0 | 0 | 0 | 0 | 0 | 0 | 0 | 0 | 0 | 0 | 0 | 0 | 0 | 0 | 0 | 0 | 0 | 0 | 0 | 0 | 0 | 0 | 0 | 0 | 0 | 0 | 0 | 0 | 0 | 0 | 0 | 0 | 0 | 0 | 0 | 0 | 0 | 0 | 0 | 0 | 0 | 0 | 0 | 0 | 0 | 0 | 0 | 0 | 0 | 0 | 0 | 0 | 0 | 0 | 0 | 0 | 0 | 0 | 0 | 0 | 0 | 0 | 0 | 0 | 0 | 0 | 0 | 0 | 0 | 0
- | - | - | - | 0 | 0 | 0 | 0 | 0 | 0 | 0 | 0 | 0 | 0 | 0 | 0 | 0 | 0 | 0 | 0 | 0 | 0 | 0 | 0 | 0 | 0 | 0 | 0 | 0 | 0 | 0 | 0 | 0 | 0 | 0 | 0 | 0 | 0 | 0 | 0 | 0 | 0 | 0 | 0 | 0 | 0 | 0 | 0 | 0 | 0 | 0 | 0 | 0 | 0 | 0 | 0 | 0 | 0 | 0 | 0 | 0 | 0 | 0 | 0 | 0 | 0 | 0 | 0 | 0 | 0 | 0 | 0 | 0 | 0 | 0 | 0
- | - | - | - | 0 | 0 | 0 | 0 | 0 | 0 | 0 | 0 | 0 | 0 | 0 | 0 | 0 | 0 | 0 | 0 | 0 | 0 | 0 | 0 | 0 | 0 | 0 | 0 | 0 | 0 | 0 | 0 | 0 | 0 | 0 | 0 | 0 | 0 | 0 | 0 | 0 | 0 | 0 | 0 | 0 | 0 | 0 | 0 | 0 | 0 | 0 | 0 | 0 | 0 | 0 | 0 | 0 | 0 | 0 | 0 | 0 | 0 | 0 | 0 | 0 | 0 | 0 | 0 | 0 | 0 | 0 | 0 | 0 | 0 | 0 | 0
- | - | - | - | 0 | 0 | 0 | 0 | 0 | 0 | 0 | 0 | 0 | 0 | 0 | 0 | 0 | 0 | 0 | 0 | 0 | 0 | 0 | 0 | 0 | 0 | 0 | 0 | 0 | 0 | 0 | 0 | 0 | 0 | 0 | 0 | 0 | 0 | 0 | 0 | 0 | 0 | 0 | 0 | 0 | 0 | 0 | 0 | 0 | 0 | 0 | 0 | 0 | 0 | 0 | 0 | 0 | 0 | 0 | 0 | 0 | 0 | 0 | 0 | 0 | 0 | 0 | 0 | 0 | 0 | 0 | 0 | 0 | 0 | 0 | 0
- | - | - | - | 0 | 0 | 0 | 0 | 0 | 0 | 0 | 0 | 0 | 0 | 0 | 0 | 0 | 0 | 0 | 0 | 0 | 0 | 0 | 0 | 0 | 0 | 0 | 0 | 0 | 0 | 0 | 0 | 0 | 0 | 0 | 0 | 0 | 0 | 0 | 0 | 0 | 0 | 0 | 0 | 0 | 0 | 0 | 0 | 0 | 0 | 0 | 0 | 0 | 0 | 0 | 0 | 0 | 0 | 0 | 0 | 0 | 0 | 0 | 0 | 0 | 0 | 0 | 0 | 0 | 0 | 0 | 0 | 0 | 0 | 0 | 0
- | - | - | - | 0 | 0 | 0 | 0 | 0 | 0 | 0 | 0 | 0 | 0 | 0 | 0 | 0 | 0 | 0 | 0 | 0 | 0 | 0 | 0 | 0 | 0 | 0 | 0 | 0 | 0 | 0 | 0 | 0 | 0 | 0 | 0 | 0 | 0 | 0 | 0 | 0 | 0 | 0 | 0 | 0 | 0 | 0 | 0 | 0 | 0 | 0 | 0 | 0 | 0 | 0 | 0 | 0 | 0 | 0 | 0 | 0 | 0 | 0 | 0 | 0 | 0 | 0 | 0 | 0 | 0 | 0 | 0 | 0 | 0 | 0 | 0
- | - | - | - | 0 | 0 | 0 | 0 | 0 | 0 | 0 | 0 | 0 | 0 | 0 | 0 | 0 | 0 | 0 | 0 | 0 | 0 | 0 | 0 | 0 | 0 | 0 | 0 | 0 | 0 | 0 | 0 | 0 | 0 | 0 | 0 | 0 | 0 | 0 | 0 | 0 | 0 | 0 | 0 | 0 | 0 | 0 | 0 | 0 | 0 | 0 | 0 | 0 | 0 | 0 | 0 | 0 | 0 | 0 | 0 | 0 | 0 | 0 | 0 | 0 | 0 | 0 | 0 | 0 | 0 | 0 | 0 | 0 | 0 | 0 | 0
- | - | - | - | 0 | 0 | 0 | 0 | 0 | 0 | 0 | 0 | 0 | 0 | 0 | 0 | 0 | 0 | 0 | 0 | 0 | 0 | 0 | 0 | 0 | 0 | 0 | 0 | 0 | 0 | 0 | 0 | 0 | 0 | 0 | 0 | 0 | 0 | 0 | 0 | 0 | 0 | 0 | 0 | 0 | 0 | 0 | 0 | 0 | 0 | 0 | 0 | 0 | 0 | 0 | 0 | 0 | 0 | 0 | 0 | 0 | 0 | 0 | 0 | 0 | 0 | 0 | 0 | 0 | 0 | 0 | 0 | 0 | 0 | 0 | 0
- | - | - | - | 0 | 0 | 0 | 0 | 0 | 0 | 0 | 0 | 0 | 0 | 0 | 0 | 0 | 0 | 0 | 0 | 0 | 0 | 0 | 0 | 0 | 0 | 0 | 0 | 0 | 0 | 0 | 0 | 0 | 0 | 0 | 0 | 0 | 0 | 0 | 0 | 0 | 0 | 0 | 0 | 0 | 0 | 0 | 0 | 0 | 0 | 0 | 0 | 0 | 0 | 0 | 0 | 0 | 0 | 0 | 0 | 0 | 0 | 0 | 0 | 0 | 0 | 0 | 0 | 0 | 0 | 0 | 0 | 0 | 0 | 0 | 0
- | - | - | - | 0 | 0 | 0 | 0 | 0 | 0 | 0 | 0 | 0 | 0 | 0 | 0 | 0 | 0 | 0 | 0 | 0 | 0 | 0 | 0 | 0 | 0 | 0 | 0 | 0 | 0 | 0 | 0 | 0 | 0 | 0 | 0 | 0 | 0 | 0 | 0 | 0 | 0 | 0 | 0 | 0 | 0 | 0 | 0 | 0 | 0 | 0 | 0 | 0 | 0 | 0 | 0 | 0 | 0 | 0 | 0 | 0 | 0 | 0 | 0 | 0 | 0 | 0 | 0 | 0 | 0 | 0 | 0 | 0 | 0 | 0 | 0
- | - | - | - | 0 | 0 | 0 | 0 | 0 | 0 | 0 | 0 | 0 | 0 | 0 | 0 | 0 | 0 | 0 | 0 | 0 | 0 | 0 | 0 | 0 | 0 | 0 | 0 | 0 | 0 | 0 | 0 | 0 | 0 | 0 | 0 | 0 | 0 | 0 | 0 | 0 | 0 | 0 | 0 | 0 | 0 | 0 | 0 | 0 | 0 | 0 | 0 | 0 | 0 | 0 | 0 | 0 | 0 | 0 | 0 | 0 | 0 | 0 | 0 | 0 | 0 | 0 | 0 | 0 | 0 | 0 | 0 | 0 | 0 | 0 | 0
- | - | - | - | 0 | 0 | 0 | 0 | 0 | 0 | 0 | 0 | 0 | 0 | 0 | 0 | 0 | 0 | 0 | 0 | 0 | 0 | 0 | 0 | 0 | 0 | 0 | 0 | 0 | 0 | 0 | 0 | 0 | 0 | 0 | 0 | 0 | 0 | 0 | 0 | 0 | 0 | 0 | 0 | 0 | 0 | 0 | 0 | 0 | 0 | 0 | 0 | 0 | 0 | 0 | 0 | 0 | 0 | 0 | 0 | 0 | 0 | 0 | 0 | 0 | 0 | 0 | 0 | 0 | 0 | 0 | 0 | 0 | 0 | 0 | 0
- | - | - | - | 0 | 0 | 0 | 0 | 0 | 0 | 0 | 0 | 0 | 0 | 0 | 0 | 0 | 0 | 0 | 0 | 0 | 0 | 0 | 0 | 0 | 0 | 0 | 0 | 0 | 0 | 0 | 0 | 0 | 0 | 0 | 0 | 0 | 0 | 0 | 0 | 0 | 0 | 0 | 0 | 0 | 0 | 0 | 0 | 0 | 0 | 0 | 0 | 0 | 0 | 0 | 0 | 0 | 0 | 0 | 0 | 0 | 0 | 0 | 0 | 0 | 0 | 0 | 0 | 0 | 0 | 0 | 0 | 0 | 0 | 0 | 0
- | - | - | - | 0 | 0 | 0 | 0 | 0 | 0 | 0 | 0 | 0 | 0 | 0 | 0 | 0 | 0 | 0 | 0 | 0 | 0 | 0 | 0 | 0 | 0 | 0 | 0 | 0 | 0 | 0 | 0 | 0 | 0 | 0 | 0 | 0 | 0 | 0 | 0 | 0 | 0 | 0 | 0 | 0 | 0 | 0 | 0 | 0 | 0 | 0 | 0 | 0 | 0 | 0 | 0 | 0 | 0 | 0 | 0 | 0 | 0 | 0 | 0 | 0 | 0 | 0 | 0 | 0 | 0 | 0 | 0 | 0 | 0 | 0 | 0
- | - | - | - | 0 | 0 | 0 | 0 | 0 | 0 | 0 | 0 | 0 | 0 | 0 | 0 | 0 | 0 | 0 | 0 | 0 | 0 | 0 | 0 | 0 | 0 | 0 | 0 | 0 | 0 | 0 | 0 | 0 | 0 | 0 | 0 | 0 | 0 | 0 | 0 | 0 | 0 | 0 | 0 | 0 | 0 | 0 | 0 | 0 | 0 | 0 | 0 | 0 | 0 | 0 | 0 | 0 | 0 | 0 | 0 | 0 | 0 | 0 | 0 | 0 | 0 | 0 | 0 | 0 | 0 | 0 | 0 | 0 | 0 | 0 | 0
- | - | - | - | 0 | 0 | 0 | 0 | 0 | 0 | 0 | 0 | 0 | 0 | 0 | 0 | 0 | 0 | 0 | 0 | 0 | 0 | 0 | 0 | 0 | 0 | 0 | 0 | 0 | 0 | 0 | 0 | 0 | 0 | 0 | 0 | 0 | 0 | 0 | 0 | 0 | 0 | 0 | 0 | 0 | 0 | 0 | 0 | 0 | 0 | 0 | 0 | 0 | 0 | 0 | 0 | 0 | 0 | 0 | 0 | 0 | 0 | 0 | 0 | 0 | 0 | 0 | 0 | 0 | 0 | 0 | 0 | 0 | 0 | 0 | 0
- | - | - | - | 0 | 0 | 0 | 0 | 0 | 0 | 0 | 0 | 0 | 0 | 0 | 0 | 0 | 0 | 0 | 0 | 0 | 0 | 0 | 0 | 0 | 0 | 0 | 0 | 0 | 0 | 0 | 0 | 0 | 0 | 0 | 0 | 0 | 0 | 0 | 0 | 0 | 0 | 0 | 0 | 0 | 0 | 0 | 0 | 0 | 0 | 0 | 0 | 0 | 0 | 0 | 0 | 0 | 0 | 0 | 0 | 0 | 0 | 0 | 0 | 0 | 0 | 0 | 0 | 0 | 0 | 0 | 0 | 0 | 0 | 0 | 0
- | - | - | - | 0 | 0 | 0 | 0 | 0 | 0 | 0 | 0 | 0 | 0 | 0 | 0 | 0 | 0 | 0 | 0 | 0 | 0 | 0 | 0 | 0 | 0 | 0 | 0 | 0 | 0 | 0 | 0 | 0 | 0 | 0 | 0 | 0 | 0 | 0 | 0 | 0 | 0 | 0 | 0 | 0 | 0 | 0 | 0 | 0 | 0 | 0 | 0 | 0 | 0 | 0 | 0 | 0 | 0 | 0 | 0 | 0 | 0 | 0 | 0 | 0 | 0 | 0 | 0 | 0 | 0 | 0 | 0 | 0 | 0 | 0 | 0
- | - | - | - | 0 | 0 | 0 | 0 | 0 | 0 | 0 | 0 | 0 | 0 | 0 | 0 | 0 | 0 | 0 | 0 | 0 | 0 | 0 | 0 | 0 | 0 | 0 | 0 | 0 | 0 | 0 | 0 | 0 | 0 | 0 | 0 | 0 | 0 | 0 | 0 | 0 | 0 | 0 | 0 | 0 | 0 | 0 | 0 | 0 | 0 | 0 | 0 | 0 | 0 | 0 | 0 | 0 | 0 | 0 | 0 | 0 | 0 | 0 | 0 | 0 | 0 | 0 | 0 | 0 | 0 | 0 | 0 | 0 | 0 | 0 | 0
- | - | - | - | 0 | 0 | 0 | 0 | 0 | 0 | 0 | 0 | 0 | 0 | 0 | 0 | 0 | 0 | 0 | 0 | 0 | 0 | 0 | 0 | 0 | 0 | 0 | 0 | 0 | 0 | 0 | 0 | 0 | 0 | 0 | 0 | 0 | 0 | 0 | 0 | 0 | 0 | 0 | 0 | 0 | 0 | 0 | 0 | 0 | 0 | 0 | 0 | 0 | 0 | 0 | 0 | 0 | 0 | 0 | 0 | 0 | 0 | 0 | 0 | 0 | 0 | 0 | 0 | 0 | 0 | 0 | 0 | 0 | 0 | 0 | 0
- | - | - | - | 0 | 0 | 0 | 0 | 0 | 0 | 0 | 0 | 0 | 0 | 0 | 0 | 0 | 0 | 0 | 0 | 0 | 0 | 0 | 0 | 0 | 0 | 0 | 0 | 0 | 0 | 0 | 0 | 0 | 0 | 0 | 0 | 0 | 0 | 0 | 0 | 0 | 0 | 0 | 0 | 0 | 0 | 0 | 0 | 0 | 0 | 0 | 0 | 0 | 0 | 0 | 0 | 0 | 0 | 0 | 0 | 0 | 0 | 0 | 0 | 0 | 0 | 0 | 0 | 0 | 0 | 0 | 0 | 0 | 0 | 0 | 0
- | - | - | - | 0 | 0 | 0 | 0 | 0 | 0 | 0 | 0 | 0 | 0 | 0 | 0 | 0 | 0 | 0 | 0 | 0 | 0 | 0 | 0 | 0 | 0 | 0 | 0 | 0 | 0 | 0 | 0 | 0 | 0 | 0 | 0 | 0 | 0 | 0 | 0 | 0 | 0 | 0 | 0 | 0 | 0 | 0 | 0 | 0 | 0 | 0 | 0 | 0 | 0 | 0 | 0 | 0 | 0 | 0 | 0 | 0 | 0 | 0 | 0 | 0 | 0 | 0 | 0 | 0 | 0 | 0 | 0 | 0 | 0 | 0 | 0
- | - | - | - | 0 | 0 | 0 | 0 | 0 | 0 | 0 | 0 | 0 | 0 | 0 | 0 | 0 | 0 | 0 | 0 | 0 | 0 | 0 | 0 | 0 | 0 | 0 | 0 | 0 | 0 | 0 | 0 | 0 | 0 | 0 | 0 | 0 | 0 | 0 | 0 | 0 | 0 | 0 | 0 | 0 | 0 | 0 | 0 | 0 | 0 | 0 | 0 | 0 | 0 | 0 | 0 | 0 | 0 | 0 | 0 | 0 | 0 | 0 | 0 | 0 | 0 | 0 | 0 | 0 | 0 | 0 | 0 | 0 | 0 | 0 | 0
- | - | - | - | 0 | 0 | 0 | 0 | 0 | 0 | 0 | 0 | 0 | 0 | 0 | 0 | 0 | 0 | 0 | 0 | 0 | 0 | 0 | 0 | 0 | 0 | 0 | 0 | 0 | 0 | 0 | 0 | 0 | 0 | 0 | 0 | 0 | 0 | 0 | 0 | 0 | 0 | 0 | 0 | 0 | 0 | 0 | 0 | 0 | 0 | 0 | 0 | 0 | 0 | 0 | 0 | 0 | 0 | 0 | 0 | 0 | 0 | 0 | 0 | 0 | 0 | 0 | 0 | 0 | 0 | 0 | 0 | 0 | 0 | 0 | 0
- | - | - | - | 0 | 0 | 0 | 0 | 0 | 0 | 0 | 0 | 0 | 0 | 0 | 0 | 0 | 0 | 0 | 0 | 0 | 0 | 0 | 0 | 0 | 0 | 0 | 0 | 0 | 0 | 0 | 0 | 0 | 0 | 0 | 0 | 0 | 0 | 0 | 0 | 0 | 0 | 0 | 0 | 0 | 0 | 0 | 0 | 0 | 0 | 0 | 0 | 0 | 0 | 0 | 0 | 0 | 0 | 0 | 0 | 0 | 0 | 0 | 0 | 0 | 0 | 0 | 0 | 0 | 0 | 0 | 0 | 0 | 0 | 0 | 0
- | - | - | - | 0 | 0 | 0 | 0 | 0 | 0 | 0 | 0 | 0 | 0 | 0 | 0 | 0 | 0 | 0 | 0 | 0 | 0 | 0 | 0 | 0 | 0 | 0 | 0 | 0 | 0 | 0 | 0 | 0 | 0 | 0 | 0 | 0 | 0 | 0 | 0 | 0 | 0 | 0 | 0 | 0 | 0 | 0 | 0 | 0 | 0 | 0 | 0 | 0 | 0 | 0 | 0 | 0 | 0 | 0 | 0 | 0 | 0 | 0 | 0 | 0 | 0 | 0 | 0 | 0 | 0 | 0 | 0 | 0 | 0 | 0 | 0
- | - | - | - | 0 | 0 | 0 | 0 | 0 | 0 | 0 | 0 | 0 | 0 | 0 | 0 | 0 | 0 | 0 | 0 | 0 | 0 | 0 | 0 | 0 | 0 | 0 | 0 | 0 | 0 | 0 | 0 | 0 | 0 | 0 | 0 | 0 | 0 | 0 | 0 | 0 | 0 | 0 | 0 | 0 | 0 | 0 | 0 | 0 | 0 | 0 | 0 | 0 | 0 | 0 | 0 | 0 | 0 | 0 | 0 | 0 | 0 | 0 | 0 | 0 | 0 | 0 | 0 | 0 | 0 | 0 | 0 | 0 | 0 | 0 | 0
- | - | - | - | 0 | 0 | 0 | 0 | 0 | 0 | 0 | 0 | 0 | 0 | 0 | 0 | 0 | 0 | 0 | 0 | 0 | 0 | 0 | 0 | 0 | 0 | 0 | 0 | 0 | 0 | 0 | 0 | 0 | 0 | 0 | 0 | 0 | 0 | 0 | 0 | 0 | 0 | 0 | 0 | 0 | 0 | 0 | 0 | 0 | 0 | 0 | 0 | 0 | 0 | 0 | 0 | 0 | 0 | 0 | 0 | 0 | 0 | 0 | 0 | 0 | 0 | 0 | 0 | 0 | 0 | 0 | 0 | 0 | 0 | 0 | 0
- | - | - | - | 0 | 0 | 0 | 0 | 0 | 0 | 0 | 0 | 0 | 0 | 0 | 0 | 0 | 0 | 0 | 0 | 0 | 0 | 0 | 0 | 0 | 0 | 0 | 0 | 0 | 0 | 0 | 0 | 0 | 0 | 0 | 0 | 0 | 0 | 0 | 0 | 0 | 0 | 0 | 0 | 0 | 0 | 0 | 0 | 0 | 0 | 0 | 0 | 0 | 0 | 0 | 0 | 0 | 0 | 0 | 0 | 0 | 0 | 0 | 0 | 0 | 0 | 0 | 0 | 0 | 0 | 0 | 0 | 0 | 0 | 0 | 0
- | - | - | - | 0 | 0 | 0 | 0 | 0 | 0 | 0 | 0 | 0 | 0 | 0 | 0 | 0 | 0 | 0 | 0 | 0 | 0 | 0 | 0 | 0 | 0 | 0 | 0 | 0 | 0 | 0 | 0 | 0 | 0 | 0 | 0 | 0 | 0 | 0 | 0 | 0 | 0 | 0 | 0 | 0 | 0 | 0 | 0 | 0 | 0 | 0 | 0 | 0 | 0 | 0 | 0 | 0 | 0 | 0 | 0 | 0 | 0 | 0 | 0 | 0 | 0 | 0 | 0 | 0 | 0 | 0 | 0 | 0 | 0 | 0 | 0
- | - | - | - | 0 | 0 | 0 | 0 | 0 | 0 | 0 | 0 | 0 | 0 | 0 | 0 | 0 | 0 | 0 | 0 | 0 | 0 | 0 | 0 | 0 | 0 | 0 | 0 | 0 | 0 | 0 | 0 | 0 | 0 | 0 | 0 | 0 | 0 | 0 | 0 | 0 | 0 | 0 | 0 | 0 | 0 | 0 | 0 | 0 | 0 | 0 | 0 | 0 | 0 | 0 | 0 | 0 | 0 | 0 | 0 | 0 | 0 | 0 | 0 | 0 | 0 | 0 | 0 | 0 | 0 | 0 | 0 | 0 | 0 | 0 | 0
- | - | - | - | 0 | 0 | 0 | 0 | 0 | 0 | 0 | 0 | 0 | 0 | 0 | 0 | 0 | 0 | 0 | 0 | 0 | 0 | 0 | 0 | 0 | 0 | 0 | 0 | 0 | 0 | 0 | 0 | 0 | 0 | 0 | 0 | 0 | 0 | 0 | 0 | 0 | 0 | 0 | 0 | 0 | 0 | 0 | 0 | 0 | 0 | 0 | 0 | 0 | 0 | 0 | 0 | 0 | 0 | 0 | 0 | 0 | 0 | 0 | 0 | 0 | 0 | 0 | 0 | 0 | 0 | 0 | 0 | 0 | 0 | 0 | 0
- | - | - | - | 0 | 0 | 0 | 0 | 0 | 0 | 0 | 0 | 0 | 0 | 0 | 0 | 0 | 0 | 0 | 0 | 0 | 0 | 0 | 0 | 0 | 0 | 0 | 0 | 0 | 0 | 0 | 0 | 0 | 0 | 0 | 0 | 0 | 0 | 0 | 0 | 0 | 0 | 0 | 0 | 0 | 0 | 0 | 0 | 0 | 0 | 0 | 0 | 0 | 0 | 0 | 0 | 0 | 0 | 0 | 0 | 0 | 0 | 0 | 0 | 0 | 0 | 0 | 0 | 0 | 0 | 0 | 0 | 0 | 0 | 0 | 0
- | - | - | - | 0 | 0 | 0 | 0 | 0 | 0 | 0 | 0 | 0 | 0 | 0 | 0 | 0 | 0 | 0 | 0 | 0 | 0 | 0 | 0 | 0 | 0 | 0 | 0 | 0 | 0 | 0 | 0 | 0 | 0 | 0 | 0 | 0 | 0 | 0 | 0 | 0 | 0 | 0 | 0 | 0 | 0 | 0 | 0 | 0 | 0 | 0 | 0 | 0 | 0 | 0 | 0 | 0 | 0 | 0 | 0 | 0 | 0 | 0 | 0 | 0 | 0 | 0 | 0 | 0 | 0 | 0 | 0 | 0 | 0 | 0 | 0
- | - | - | - | 0 | 0 | 0 | 0 | 0 | 0 | 0 | 0 | 0 | 0 | 0 | 0 | 0 | 0 | 0 | 0 | 0 | 0 | 0 | 0 | 0 | 0 | 0 | 0 | 0 | 0 | 0 | 0 | 0 | 0 | 0 | 0 | 0 | 0 | 0 | 0 | 0 | 0 | 0 | 0 | 0 | 0 | 0 | 0 | 0 | 0 | 0 | 0 | 0 | 0 | 0 | 0 | 0 | 0 | 0 | 0 | 0 | 0 | 0 | 0 | 0 | 0 | 0 | 0 | 0 | 0 | 0 | 0 | 0 | 0 | 0 | 0
- | - | - | - | 0 | 0 | 0 | 0 | 0 | 0 | 0 | 0 | 0 | 0 | 0 | 0 | 0 | 0 | 0 | 0 | 0 | 0 | 0 | 0 | 0 | 0 | 0 | 0 | 0 | 0 | 0 | 0 | 0 | 0 | 0 | 0 | 0 | 0 | 0 | 0 | 0 | 0 | 0 | 0 | 0 | 0 | 0 | 0 | 0 | 0 | 0 | 0 | 0 | 0 | 0 | 0 | 0 | 0 | 0 | 0 | 0 | 0 | 0 | 0 | 0 | 0 | 0 | 0 | 0 | 0 | 0 | 0 | 0 | 0 | 0 | 0
- | - | - | - | 0 | 0 | 0 | 0 | 0 | 0 | 0 | 0 | 0 | 0 | 0 | 0 | 0 | 0 | 0 | 0 | 0 | 0 | 0 | 0 | 0 | 0 | 0 | 0 | 0 | 0 | 0 | 0 | 0 | 0 | 0 | 0 | 0 | 0 | 0 | 0 | 0 | 0 | 0 | 0 | 0 | 0 | 0 | 0 | 0 | 0 | 0 | 0 | 0 | 0 | 0 | 0 | 0 | 0 | 0 | 0 | 0 | 0 | 0 | 0 | 0 | 0 | 0 | 0 | 0 | 0 | 0 | 0 | 0 | 0 | 0 | 0
- | - | - | - | 0 | 0 | 0 | 0 | 0 | 0 | 0 | 0 | 0 | 0 | 0 | 0 | 0 | 0 | 0 | 0 | 0 | 0 | 0 | 0 | 0 | 0 | 0 | 0 | 0 | 0 | 0 | 0 | 0 | 0 | 0 | 0 | 0 | 0 | 0 | 0 | 0 | 0 | 0 | 0 | 0 | 0 | 0 | 0 | 0 | 0 | 0 | 0 | 0 | 0 | 0 | 0 | 0 | 0 | 0 | 0 | 0 | 0 | 0 | 0 | 0 | 0 | 0 | 0 | 0 | 0 | 0 | 0 | 0 | 0 | 0 | 0
- | - | - | - | 0 | 0 | 0 | 0 | 0 | 0 | 0 | 0 | 0 | 0 | 0 | 0 | 0 | 0 | 0 | 0 | 0 | 0 | 0 | 0 | 0 | 0 | 0 | 0 | 0 | 0 | 0 | 0 | 0 | 0 | 0 | 0 | 0 | 0 | 0 | 0 | 0 | 0 | 0 | 0 | 0 | 0 | 0 | 0 | 0 | 0 | 0 | 0 | 0 | 0 | 0 | 0 | 0 | 0 | 0 | 0 | 0 | 0 | 0 | 0 | 0 | 0 | 0 | 0 | 0 | 0 | 0 | 0 | 0 | 0 | 0 | 0
- | - | - | - | 0 | 0 | 0 | 0 | 0 | 0 | 0 | 0 | 0 | 0 | 0 | 0 | 0 | 0 | 0 | 0 | 0 | 0 | 0 | 0 | 0 | 0 | 0 | 0 | 0 | 0 | 0 | 0 | 0 | 0 | 0 | 0 | 0 | 0 | 0 | 0 | 0 | 0 | 0 | 0 | 0 | 0 | 0 | 0 | 0 | 0 | 0 | 0 | 0 | 0 | 0 | 0 | 0 | 0 | 0 | 0 | 0 | 0 | 0 | 0 | 0 | 0 | 0 | 0 | 0 | 0 | 0 | 0 | 0 | 0 | 0 | 0
- | - | - | - | 0 | 0 | 0 | 0 | 0 | 0 | 0 | 0 | 0 | 0 | 0 | 0 | 0 | 0 | 0 | 0 | 0 | 0 | 0 | 0 | 0 | 0 | 0 | 0 | 0 | 0 | 0 | 0 | 0 | 0 | 0 | 0 | 0 | 0 | 0 | 0 | 0 | 0 | 0 | 0 | 0 | 0 | 0 | 0 | 0 | 0 | 0 | 0 | 0 | 0 | 0 | 0 | 0 | 0 | 0 | 0 | 0 | 0 | 0 | 0 | 0 | 0 | 0 | 0 | 0 | 0 | 0 | 0 | 0 | 0 | 0 | 0
- | - | - | - | 0 | 0 | 0 | 0 | 0 | 0 | 0 | 0 | 0 | 0 | 0 | 0 | 0 | 0 | 0 | 0 | 0 | 0 | 0 | 0 | 0 | 0 | 0 | 0 | 0 | 0 | 0 | 0 | 0 | 0 | 0 | 0 | 0 | 0 | 0 | 0 | 0 | 0 | 0 | 0 | 0 | 0 | 0 | 0 | 0 | 0 | 0 | 0 | 0 | 0 | 0 | 0 | 0 | 0 | 0 | 0 | 0 | 0 | 0 | 0 | 0 | 0 | 0 | 0 | 0 | 0 | 0 | 0 | 0 | 0 | 0 | 0
- | - | - | - | 0 | 0 | 0 | 0 | 0 | 0 | 0 | 0 | 0 | 0 | 0 | 0 | 0 | 0 | 0 | 0 | 0 | 0 | 0 | 0 | 0 | 0 | 0 | 0 | 0 | 0 | 0 | 0 | 0 | 0 | 0 | 0 | 0 | 0 | 0 | 0 | 0 | 0 | 0 | 0 | 0 | 0 | 0 | 0 | 0 | 0 | 0 | 0 | 0 | 0 | 0 | 0 | 0 | 0 | 0 | 0 | 0 | 0 | 0 | 0 | 0 | 0 | 0 | 0 | 0 | 0 | 0 | 0 | 0 | 0 | 0 | 0
- | - | - | - | 0 | 0 | 0 | 0 | 0 | 0 | 0 | 0 | 0 | 0 | 0 | 0 | 0 | 0 | 0 | 0 | 0 | 0 | 0 | 0 | 0 | 0 | 0 | 0 | 0 | 0 | 0 | 0 | 0 | 0 | 0 | 0 | 0 | 0 | 0 | 0 | 0 | 0 | 0 | 0 | 0 | 0 | 0 | 0 | 0 | 0 | 0 | 0 | 0 | 0 | 0 | 0 | 0 | 0 | 0 | 0 | 0 | 0 | 0 | 0 | 0 | 0 | 0 | 0 | 0 | 0 | 0 | 0 | 0 | 0 | 0 | 0
- | - | - | - | 0 | 0 | 0 | 0 | 0 | 0 | 0 | 0 | 0 | 0 | 0 | 0 | 0 | 0 | 0 | 0 | 0 | 0 | 0 | 0 | 0 | 0 | 0 | 0 | 0 | 0 | 0 | 0 | 0 | 0 | 0 | 0 | 0 | 0 | 0 | 0 | 0 | 0 | 0 | 0 | 0 | 0 | 0 | 0 | 0 | 0 | 0 | 0 | 0 | 0 | 0 | 0 | 0 | 0 | 0 | 0 | 0 | 0 | 0 | 0 | 0 | 0 | 0 | 0 | 0 | 0 | 0 | 0 | 0 | 0 | 0 | 0
- | - | - | - | 0 | 0 | 0 | 0 | 0 | 0 | 0 | 0 | 0 | 0 | 0 | 0 | 0 | 0 | 0 | 0 | 0 | 0 | 0 | 0 | 0 | 0 | 0 | 0 | 0 | 0 | 0 | 0 | 0 | 0 | 0 | 0 | 0 | 0 | 0 | 0 | 0 | 0 | 0 | 0 | 0 | 0 | 0 | 0 | 0 | 0 | 0 | 0 | 0 | 0 | 0 | 0 | 0 | 0 | 0 | 0 | 0 | 0 | 0 | 0 | 0 | 0 | 0 | 0 | 0 | 0 | 0 | 0 | 0 | 0 | 0 | 0
- | - | - | - | 0 | 0 | 0 | 0 | 0 | 0 | 0 | 0 | 0 | 0 | 0 | 0 | 0 | 0 | 0 | 0 | 0 | 0 | 0 | 0 | 0 | 0 | 0 | 0 | 0 | 0 | 0 | 0 | 0 | 0 | 0 | 0 | 0 | 0 | 0 | 0 | 0 | 0 | 0 | 0 | 0 | 0 | 0 | 0 | 0 | 0 | 0 | 0 | 0 | 0 | 0 | 0 | 0 | 0 | 0 | 0 | 0 | 0 | 0 | 0 | 0 | 0 | 0 | 0 | 0 | 0 | 0 | 0 | 0 | 0 | 0 | 0
- | - | - | - | 0 | 0 | 0 | 0 | 0 | 0 | 0 | 0 | 0 | 0 | 0 | 0 | 0 | 0 | 0 | 0 | 0 | 0 | 0 | 0 | 0 | 0 | 0 | 0 | 0 | 0 | 0 | 0 | 0 | 0 | 0 | 0 | 0 | 0 | 0 | 0 | 0 | 0 | 0 | 0 | 0 | 0 | 0 | 0 | 0 | 0 | 0 | 0 | 0 | 0 | 0 | 0 | 0 | 0 | 0 | 0 | 0 | 0 | 0 | 0 | 0 | 0 | 0 | 0 | 0 | 0 | 0 | 0 | 0 | 0 | 0 | 0
- | - | - | - | 0 | 0 | 0 | 0 | 0 | 0 | 0 | 0 | 0 | 0 | 0 | 0 | 0 | 0 | 0 | 0 | 0 | 0 | 0 | 0 | 0 | 0 | 0 | 0 | 0 | 0 | 0 | 0 | 0 | 0 | 0 | 0 | 0 | 0 | 0 | 0 | 0 | 0 | 0 | 0 | 0 | 0 | 0 | 0 | 0 | 0 | 0 | 0 | 0 | 0 | 0 | 0 | 0 | 0 | 0 | 0 | 0 | 0 | 0 | 0 | 0 | 0 | 0 | 0 | 0 | 0 | 0 | 0 | 0 | 0 | 0 | 0
- | - | - | - | 0 | 0 | 0 | 0 | 0 | 0 | 0 | 0 | 0 | 0 | 0 | 0 | 0 | 0 | 0 | 0 | 0 | 0 | 0 | 0 | 0 | 0 | 0 | 0 | 0 | 0 | 0 | 0 | 0 | 0 | 0 | 0 | 0 | 0 | 0 | 0 | 0 | 0 | 0 | 0 | 0 | 0 | 0 | 0 | 0 | 0 | 0 | 0 | 0 | 0 | 0 | 0 | 0 | 0 | 0 | 0 | 0 | 0 | 0 | 0 | 0 | 0 | 0 | 0 | 0 | 0 | 0 | 0 | 0 | 0 | 0 | 0
- | - | - | - | 0 | 0 | 0 | 0 | 0 | 0 | 0 | 0 | 0 | 0 | 0 | 0 | 0 | 0 | 0 | 0 | 0 | 0 | 0 | 0 | 0 | 0 | 0 | 0 | 0 | 0 | 0 | 0 | 0 | 0 | 0 | 0 | 0 | 0 | 0 | 0 | 0 | 0 | 0 | 0 | 0 | 0 | 0 | 0 | 0 | 0 | 0 | 0 | 0 | 0 | 0 | 0 | 0 | 0 | 0 | 0 | 0 | 0 | 0 | 0 | 0 | 0 | 0 | 0 | 0 | 0 | 0 | 0 | 0 | 0 | 0 | 0
- | - | - | - | 0 | 0 | 0 | 0 | 0 | 0 | 0 | 0 | 0 | 0 | 0 | 0 | 0 | 0 | 0 | 0 | 0 | 0 | 0 | 0 | 0 | 0 | 0 | 0 | 0 | 0 | 0 | 0 | 0 | 0 | 0 | 0 | 0 | 0 | 0 | 0 | 0 | 0 | 0 | 0 | 0 | 0 | 0 | 0 | 0 | 0 | 0 | 0 | 0 | 0 | 0 | 0 | 0 | 0 | 0 | 0 | 0 | 0 | 0 | 0 | 0 | 0 | 0 | 0 | 0 | 0 | 0 | 0 | 0 | 0 | 0 | 0
- | - | - | - | 0 | 0 | 0 | 0 | 0 | 0 | 0 | 0 | 0 | 0 | 0 | 0 | 0 | 0 | 0 | 0 | 0 | 0 | 0 | 0 | 0 | 0 | 0 | 0 | 0 | 0 | 0 | 0 | 0 | 0 | 0 | 0 | 0 | 0 | 0 | 0 | 0 | 0 | 0 | 0 | 0 | 0 | 0 | 0 | 0 | 0 | 0 | 0 | 0 | 0 | 0 | 0 | 0 | 0 | 0 | 0 | 0 | 0 | 0 | 0 | 0 | 0 | 0 | 0 | 0 | 0 | 0 | 0 | 0 | 0 | 0 | 0
- | - | - | - | 0 | 0 | 0 | 0 | 0 | 0 | 0 | 0 | 0 | 0 | 0 | 0 | 0 | 0 | 0 | 0 | 0 | 0 | 0 | 0 | 0 | 0 | 0 | 0 | 0 | 0 | 0 | 0 | 0 | 0 | 0 | 0 | 0 | 0 | 0 | 0 | 0 | 0 | 0 | 0 | 0 | 0 | 0 | 0 | 0 | 0 | 0 | 0 | 0 | 0 | 0 | 0 | 0 | 0 | 0 | 0 | 0 | 0 | 0 | 0 | 0 | 0 | 0 | 0 | 0 | 0 | 0 | 0 | 0 | 0 | 0 | 0
- | - | - | - | 0 | 0 | 0 | 0 | 0 | 0 | 0 | 0 | 0 | 0 | 0 | 0 | 0 | 0 | 0 | 0 | 0 | 0 | 0 | 0 | 0 | 0 | 0 | 0 | 0 | 0 | 0 | 0 | 0 | 0 | 0 | 0 | 0 | 0 | 0 | 0 | 0 | 0 | 0 | 0 | 0 | 0 | 0 | 0 | 0 | 0 | 0 | 0 | 0 | 0 | 0 | 0 | 0 | 0 | 0 | 0 | 0 | 0 | 0 | 0 | 0 | 0 | 0 | 0 | 0 | 0 | 0 | 0 | 0 | 0 | 0 | 0
- | - | - | - | 0 | 0 | 0 | 0 | 0 | 0 | 0 | 0 | 0 | 0 | 0 | 0 | 0 | 0 | 0 | 0 | 0 | 0 | 0 | 0 | 0 | 0 | 0 | 0 | 0 | 0 | 0 | 0 | 0 | 0 | 0 | 0 | 0 | 0 | 0 | 0 | 0 | 0 | 0 | 0 | 0 | 0 | 0 | 0 | 0 | 0 | 0 | 0 | 0 | 0 | 0 | 0 | 0 | 0 | 0 | 0 | 0 | 0 | 0 | 0 | 0 | 0 | 0 | 0 | 0 | 0 | 0 | 0 | 0 | 0 | 0 | 0
- | - | - | - | 0 | 0 | 0 | 0 | 0 | 0 | 0 | 0 | 0 | 0 | 0 | 0 | 0 | 0 | 0 | 0 | 0 | 0 | 0 | 0 | 0 | 0 | 0 | 0 | 0 | 0 | 0 | 0 | 0 | 0 | 0 | 0 | 0 | 0 | 0 | 0 | 0 | 0 | 0 | 0 | 0 | 0 | 0 | 0 | 0 | 0 | 0 | 0 | 0 | 0 | 0 | 0 | 0 | 0 | 0 | 0 | 0 | 0 | 0 | 0 | 0 | 0 | 0 | 0 | 0 | 0 | 0 | 0 | 0 | 0 | 0 | 0
- | - | - | - | 0 | 0 | 0 | 0 | 0 | 0 | 0 | 0 | 0 | 0 | 0 | 0 | 0 | 0 | 0 | 0 | 0 | 0 | 0 | 0 | 0 | 0 | 0 | 0 | 0 | 0 | 0 | 0 | 0 | 0 | 0 | 0 | 0 | 0 | 0 | 0 | 0 | 0 | 0 | 0 | 0 | 0 | 0 | 0 | 0 | 0 | 0 | 0 | 0 | 0 | 0 | 0 | 0 | 0 | 0 | 0 | 0 | 0 | 0 | 0 | 0 | 0 | 0 | 0 | 0 | 0 | 0 | 0 | 0 | 0 | 0 | 0
- | - | - | - | 0 | 0 | 0 | 0 | 0 | 0 | 0 | 0 | 0 | 0 | 0 | 0 | 0 | 0 | 0 | 0 | 0 | 0 | 0 | 0 | 0 | 0 | 0 | 0 | 0 | 0 | 0 | 0 | 0 | 0 | 0 | 0 | 0 | 0 | 0 | 0 | 0 | 0 | 0 | 0 | 0 | 0 | 0 | 0 | 0 | 0 | 0 | 0 | 0 | 0 | 0 | 0 | 0 | 0 | 0 | 0 | 0 | 0 | 0 | 0 | 0 | 0 | 0 | 0 | 0 | 0 | 0 | 0 | 0 | 0 | 0 | 0
- | - | - | - | 0 | 0 | 0 | 0 | 0 | 0 | 0 | 0 | 0 | 0 | 0 | 0 | 0 | 0 | 0 | 0 | 0 | 0 | 0 | 0 | 0 | 0 | 0 | 0 | 0 | 0 | 0 | 0 | 0 | 0 | 0 | 0 | 0 | 0 | 0 | 0 | 0 | 0 | 0 | 0 | 0 | 0 | 0 | 0 | 0 | 0 | 0 | 0 | 0 | 0 | 0 | 0 | 0 | 0 | 0 | 0 | 0 | 0 | 0 | 0 | 0 | 0 | 0 | 0 | 0 | 0 | 0 | 0 | 0 | 0 | 0 | 0
- | - | - | - | 0 | 0 | 0 | 0 | 0 | 0 | 0 | 0 | 0 | 0 | 0 | 0 | 0 | 0 | 0 | 0 | 0 | 0 | 0 | 0 | 0 | 0 | 0 | 0 | 0 | 0 | 0 | 0 | 0 | 0 | 0 | 0 | 0 | 0 | 0 | 0 | 0 | 0 | 0 | 0 | 0 | 0 | 0 | 0 | 0 | 0 | 0 | 0 | 0 | 0 | 0 | 0 | 0 | 0 | 0 | 0 | 0 | 0 | 0 | 0 | 0 | 0 | 0 | 0 | 0 | 0 | 0 | 0 | 0 | 0 | 0 | 0
- | - | - | - | 0 | 0 | 0 | 0 | 0 | 0 | 0 | 0 | 0 | 0 | 0 | 0 | 0 | 0 | 0 | 0 | 0 | 0 | 0 | 0 | 0 | 0 | 0 | 0 | 0 | 0 | 0 | 0 | 0 | 0 | 0 | 0 | 0 | 0 | 0 | 0 | 0 | 0 | 0 | 0 | 0 | 0 | 0 | 0 | 0 | 0 | 0 | 0 | 0 | 0 | 0 | 0 | 0 | 0 | 0 | 0 | 0 | 0 | 0 | 0 | 0 | 0 | 0 | 0 | 0 | 0 | 0 | 0 | 0 | 0 | 0 | 0
- | - | - | - | 0 | 0 | 0 | 0 | 0 | 0 | 0 | 0 | 0 | 0 | 0 | 0 | 0 | 0 | 0 | 0 | 0 | 0 | 0 | 0 | 0 | 0 | 0 | 0 | 0 | 0 | 0 | 0 | 0 | 0 | 0 | 0 | 0 | 0 | 0 | 0 | 0 | 0 | 0 | 0 | 0 | 0 | 0 | 0 | 0 | 0 | 0 | 0 | 0 | 0 | 0 | 0 | 0 | 0 | 0 | 0 | 0 | 0 | 0 | 0 | 0 | 0 | 0 | 0 | 0 | 0 | 0 | 0 | 0 | 0 | 0 | 0
- | - | - | - | 0 | 0 | 0 | 0 | 0 | 0 | 0 | 0 | 0 | 0 | 0 | 0 | 0 | 0 | 0 | 0 | 0 | 0 | 0 | 0 | 0 | 0 | 0 | 0 | 0 | 0 | 0 | 0 | 0 | 0 | 0 | 0 | 0 | 0 | 0 | 0 | 0 | 0 | 0 | 0 | 0 | 0 | 0 | 0 | 0 | 0 | 0 | 0 | 0 | 0 | 0 | 0 | 0 | 0 | 0 | 0 | 0 | 0 | 0 | 0 | 0 | 0 | 0 | 0 | 0 | 0 | 0 | 0 | 0 | 0 | 0 | 0
- | - | - | - | 0 | 0 | 0 | 0 | 0 | 0 | 0 | 0 | 0 | 0 | 0 | 0 | 0 | 0 | 0 | 0 | 0 | 0 | 0 | 0 | 0 | 0 | 0 | 0 | 0 | 0 | 0 | 0 | 0 | 0 | 0 | 0 | 0 | 0 | 0 | 0 | 0 | 0 | 0 | 0 | 0 | 0 | 0 | 0 | 0 | 0 | 0 | 0 | 0 | 0 | 0 | 0 | 0 | 0 | 0 | 0 | 0 | 0 | 0 | 0 | 0 | 0 | 0 | 0 | 0 | 0 | 0 | 0 | 0 | 0 | 0 | 0
- | - | - | - | 0 | 0 | 0 | 0 | 0 | 0 | 0 | 0 | 0 | 0 | 0 | 0 | 0 | 0 | 0 | 0 | 0 | 0 | 0 | 0 | 0 | 0 | 0 | 0 | 0 | 0 | 0 | 0 | 0 | 0 | 0 | 0 | 0 | 0 | 0 | 0 | 0 | 0 | 0 | 0 | 0 | 0 | 0 | 0 | 0 | 0 | 0 | 0 | 0 | 0 | 0 | 0 | 0 | 0 | 0 | 0 | 0 | 0 | 0 | 0 | 0 | 0 | 0 | 0 | 0 | 0 | 0 | 0 | 0 | 0 | 0 | 0
- | - | - | - | 0 | 0 | 0 | 0 | 0 | 0 | 0 | 0 | 0 | 0 | 0 | 0 | 0 | 0 | 0 | 0 | 0 | 0 | 0 | 0 | 0 | 0 | 0 | 0 | 0 | 0 | 0 | 0 | 0 | 0 | 0 | 0 | 0 | 0 | 0 | 0 | 0 | 0 | 0 | 0 | 0 | 0 | 0 | 0 | 0 | 0 | 0 | 0 | 0 | 0 | 0 | 0 | 0 | 0 | 0 | 0 | 0 | 0 | 0 | 0 | 0 | 0 | 0 | 0 | 0 | 0 | 0 | 0 | 0 | 0 | 0 | 0
- | - | - | - | 0 | 0 | 0 | 0 | 0 | 0 | 0 | 0 | 0 | 0 | 0 | 0 | 0 | 0 | 0 | 0 | 0 | 0 | 0 | 0 | 0 | 0 | 0 | 0 | 0 | 0 | 0 | 0 | 0 | 0 | 0 | 0 | 0 | 0 | 0 | 0 | 0 | 0 | 0 | 0 | 0 | 0 | 0 | 0 | 0 | 0 | 0 | 0 | 0 | 0 | 0 | 0 | 0 | 0 | 0 | 0 | 0 | 0 | 0 | 0 | 0 | 0 | 0 | 0 | 0 | 0 | 0 | 0 | 0 | 0 | 0 | 0
- | - | - | - | 0 | 0 | 0 | 0 | 0 | 0 | 0 | 0 | 0 | 0 | 0 | 0 | 0 | 0 | 0 | 0 | 0 | 0 | 0 | 0 | 0 | 0 | 0 | 0 | 0 | 0 | 0 | 0 | 0 | 0 | 0 | 0 | 0 | 0 | 0 | 0 | 0 | 0 | 0 | 0 | 0 | 0 | 0 | 0 | 0 | 0 | 0 | 0 | 0 | 0 | 0 | 0 | 0 | 0 | 0 | 0 | 0 | 0 | 0 | 0 | 0 | 0 | 0 | 0 | 0 | 0 | 0 | 0 | 0 | 0 | 0 | 0
- | - | - | - | 0 | 0 | 0 | 0 | 0 | 0 | 0 | 0 | 0 | 0 | 0 | 0 | 0 | 0 | 0 | 0 | 0 | 0 | 0 | 0 | 0 | 0 | 0 | 0 | 0 | 0 | 0 | 0 | 0 | 0 | 0 | 0 | 0 | 0 | 0 | 0 | 0 | 0 | 0 | 0 | 0 | 0 | 0 | 0 | 0 | 0 | 0 | 0 | 0 | 0 | 0 | 0 | 0 | 0 | 0 | 0 | 0 | 0 | 0 | 0 | 0 | 0 | 0 | 0 | 0 | 0 | 0 | 0 | 0 | 0 | 0 | 0
- | - | - | - | 0 | 0 | 0 | 0 | 0 | 0 | 0 | 0 | 0 | 0 | 0 | 0 | 0 | 0 | 0 | 0 | 0 | 0 | 0 | 0 | 0 | 0 | 0 | 0 | 0 | 0 | 0 | 0 | 0 | 0 | 0 | 0 | 0 | 0 | 0 | 0 | 0 | 0 | 0 | 0 | 0 | 0 | 0 | 0 | 0 | 0 | 0 | 0 | 0 | 0 | 0 | 0 | 0 | 0 | 0 | 0 | 0 | 0 | 0 | 0 | 0 | 0 | 0 | 0 | 0 | 0 | 0 | 0 | 0 | 0 | 0 | 0
- | - | - | - | 0 | 0 | 0 | 0 | 0 | 0 | 0 | 0 | 0 | 0 | 0 | 0 | 0 | 0 | 0 | 0 | 0 | 0 | 0 | 0 | 0 | 0 | 0 | 0 | 0 | 0 | 0 | 0 | 0 | 0 | 0 | 0 | 0 | 0 | 0 | 0 | 0 | 0 | 0 | 0 | 0 | 0 | 0 | 0 | 0 | 0 | 0 | 0 | 0 | 0 | 0 | 0 | 0 | 0 | 0 | 0 | 0 | 0 | 0 | 0 | 0 | 0 | 0 | 0 | 0 | 0 | 0 | 0 | 0 | 0 | 0 | 0
- | - | - | - | 0 | 0 | 0 | 0 | 0 | 0 | 0 | 0 | 0 | 0 | 0 | 0 | 0 | 0 | 0 | 0 | 0 | 0 | 0 | 0 | 0 | 0 | 0 | 0 | 0 | 0 | 0 | 0 | 0 | 0 | 0 | 0 | 0 | 0 | 0 | 0 | 0 | 0 | 0 | 0 | 0 | 0 | 0 | 0 | 0 | 0 | 0 | 0 | 0 | 0 | 0 | 0 | 0 | 0 | 0 | 0 | 0 | 0 | 0 | 0 | 0 | 0 | 0 | 0 | 0 | 0 | 0 | 0 | 0 | 0 | 0 | 0
- | - | - | - | 0 | 0 | 0 | 0 | 0 | 0 | 0 | 0 | 0 | 0 | 0 | 0 | 0 | 0 | 0 | 0 | 0 | 0 | 0 | 0 | 0 | 0 | 0 | 0 | 0 | 0 | 0 | 0 | 0 | 0 | 0 | 0 | 0 | 0 | 0 | 0 | 0 | 0 | 0 | 0 | 0 | 0 | 0 | 0 | 0 | 0 | 0 | 0 | 0 | 0 | 0 | 0 | 0 | 0 | 0 | 0 | 0 | 0 | 0 | 0 | 0 | 0 | 0 | 0 | 0 | 0 | 0 | 0 | 0 | 0 | 0 | 0
- | - | - | - | 0 | 0 | 0 | 0 | 0 | 0 | 0 | 0 | 0 | 0 | 0 | 0 | 0 | 0 | 0 | 0 | 0 | 0 | 0 | 0 | 0 | 0 | 0 | 0 | 0 | 0 | 0 | 0 | 0 | 0 | 0 | 0 | 0 | 0 | 0 | 0 | 0 | 0 | 0 | 0 | 0 | 0 | 0 | 0 | 0 | 0 | 0 | 0 | 0 | 0 | 0 | 0 | 0 | 0 | 0 | 0 | 0 | 0 | 0 | 0 | 0 | 0 | 0 | 0 | 0 | 0 | 0 | 0 | 0 | 0 | 0 | 0
- | - | - | - | 0 | 0 | 0 | 0 | 0 | 0 | 0 | 0 | 0 | 0 | 0 | 0 | 0 | 0 | 0 | 0 | 0 | 0 | 0 | 0 | 0 | 0 | 0 | 0 | 0 | 0 | 0 | 0 | 0 | 0 | 0 | 0 | 0 | 0 | 0 | 0 | 0 | 0 | 0 | 0 | 0 | 0 | 0 | 0 | 0 | 0 | 0 | 0 | 0 | 0 | 0 | 0 | 0 | 0 | 0 | 0 | 0 | 0 | 0 | 0 | 0 | 0 | 0 | 0 | 0 | 0 | 0 | 0 | 0 | 0 | 0 | 0
- | - | - | - | 0 | 0 | 0 | 0 | 0 | 0 | 0 | 0 | 0 | 0 | 0 | 0 | 0 | 0 | 0 | 0 | 0 | 0 | 0 | 0 | 0 | 0 | 0 | 0 | 0 | 0 | 0 | 0 | 0 | 0 | 0 | 0 | 0 | 0 | 0 | 0 | 0 | 0 | 0 | 0 | 0 | 0 | 0 | 0 | 0 | 0 | 0 | 0 | 0 | 0 | 0 | 0 | 0 | 0 | 0 | 0 | 0 | 0 | 0 | 0 | 0 | 0 | 0 | 0 | 0 | 0 | 0 | 0 | 0 | 0 | 0 | 0
- | - | - | - | 0 | 0 | 0 | 0 | 0 | 0 | 0 | 0 | 0 | 0 | 0 | 0 | 0 | 0 | 0 | 0 | 0 | 0 | 0 | 0 | 0 | 0 | 0 | 0 | 0 | 0 | 0 | 0 | 0 | 0 | 0 | 0 | 0 | 0 | 0 | 0 | 0 | 0 | 0 | 0 | 0 | 0 | 0 | 0 | 0 | 0 | 0 | 0 | 0 | 0 | 0 | 0 | 0 | 0 | 0 | 0 | 0 | 0 | 0 | 0 | 0 | 0 | 0 | 0 | 0 | 0 | 0 | 0 | 0 | 0 | 0 | 0
- | - | - | - | 0 | 0 | 0 | 0 | 0 | 0 | 0 | 0 | 0 | 0 | 0 | 0 | 0 | 0 | 0 | 0 | 0 | 0 | 0 | 0 | 0 | 0 | 0 | 0 | 0 | 0 | 0 | 0 | 0 | 0 | 0 | 0 | 0 | 0 | 0 | 0 | 0 | 0 | 0 | 0 | 0 | 0 | 0 | 0 | 0 | 0 | 0 | 0 | 0 | 0 | 0 | 0 | 0 | 0 | 0 | 0 | 0 | 0 | 0 | 0 | 0 | 0 | 0 | 0 | 0 | 0 | 0 | 0 | 0 | 0 | 0 | 0
- | - | - | - | 0 | 0 | 0 | 0 | 0 | 0 | 0 | 0 | 0 | 0 | 0 | 0 | 0 | 0 | 0 | 0 | 0 | 0 | 0 | 0 | 0 | 0 | 0 | 0 | 0 | 0 | 0 | 0 | 0 | 0 | 0 | 0 | 0 | 0 | 0 | 0 | 0 | 0 | 0 | 0 | 0 | 0 | 0 | 0 | 0 | 0 | 0 | 0 | 0 | 0 | 0 | 0 | 0 | 0 | 0 | 0 | 0 | 0 | 0 | 0 | 0 | 0 | 0 | 0 | 0 | 0 | 0 | 0 | 0 | 0 | 0 | 0
- | - | - | - | 0 | 0 | 0 | 0 | 0 | 0 | 0 | 0 | 0 | 0 | 0 | 0 | 0 | 0 | 0 | 0 | 0 | 0 | 0 | 0 | 0 | 0 | 0 | 0 | 0 | 0 | 0 | 0 | 0 | 0 | 0 | 0 | 0 | 0 | 0 | 0 | 0 | 0 | 0 | 0 | 0 | 0 | 0 | 0 | 0 | 0 | 0 | 0 | 0 | 0 | 0 | 0 | 0 | 0 | 0 | 0 | 0 | 0 | 0 | 0 | 0 | 0 | 0 | 0 | 0 | 0 | 0 | 0 | 0 | 0 | 0 | 0
- | - | - | - | 0 | 0 | 0 | 0 | 0 | 0 | 0 | 0 | 0 | 0 | 0 | 0 | 0 | 0 | 0 | 0 | 0 | 0 | 0 | 0 | 0 | 0 | 0 | 0 | 0 | 0 | 0 | 0 | 0 | 0 | 0 | 0 | 0 | 0 | 0 | 0 | 0 | 0 | 0 | 0 | 0 | 0 | 0 | 0 | 0 | 0 | 0 | 0 | 0 | 0 | 0 | 0 | 0 | 0 | 0 | 0 | 0 | 0 | 0 | 0 | 0 | 0 | 0 | 0 | 0 | 0 | 0 | 0 | 0 | 0 | 0 | 0
- | - | - | - | 0 | 0 | 0 | 0 | 0 | 0 | 0 | 0 | 0 | 0 | 0 | 0 | 0 | 0 | 0 | 0 | 0 | 0 | 0 | 0 | 0 | 0 | 0 | 0 | 0 | 0 | 0 | 0 | 0 | 0 | 0 | 0 | 0 | 0 | 0 | 0 | 0 | 0 | 0 | 0 | 0 | 0 | 0 | 0 | 0 | 0 | 0 | 0 | 0 | 0 | 0 | 0 | 0 | 0 | 0 | 0 | 0 | 0 | 0 | 0 | 0 | 0 | 0 | 0 | 0 | 0 | 0 | 0 | 0 | 0 | 0 | 0
- | - | - | - | 0 | 0 | 0 | 0 | 0 | 0 | 0 | 0 | 0 | 0 | 0 | 0 | 0 | 0 | 0 | 0 | 0 | 0 | 0 | 0 | 0 | 0 | 0 | 0 | 0 | 0 | 0 | 0 | 0 | 0 | 0 | 0 | 0 | 0 | 0 | 0 | 0 | 0 | 0 | 0 | 0 | 0 | 0 | 0 | 0 | 0 | 0 | 0 | 0 | 0 | 0 | 0 | 0 | 0 | 0 | 0 | 0 | 0 | 0 | 0 | 0 | 0 | 0 | 0 | 0 | 0 | 0 | 0 | 0 | 0 | 0 | 0
- | - | - | - | 0 | 0 | 0 | 0 | 0 | 0 | 0 | 0 | 0 | 0 | 0 | 0 | 0 | 0 | 0 | 0 | 0 | 0 | 0 | 0 | 0 | 0 | 0 | 0 | 0 | 0 | 0 | 0 | 0 | 0 | 0 | 0 | 0 | 0 | 0 | 0 | 0 | 0 | 0 | 0 | 0 | 0 | 0 | 0 | 0 | 0 | 0 | 0 | 0 | 0 | 0 | 0 | 0 | 0 | 0 | 0 | 0 | 0 | 0 | 0 | 0 | 0 | 0 | 0 | 0 | 0 | 0 | 0 | 0 | 0 | 0 | 0
- | - | - | - | 0 | 0 | 0 | 0 | 0 | 0 | 0 | 0 | 0 | 0 | 0 | 0 | 0 | 0 | 0 | 0 | 0 | 0 | 0 | 0 | 0 | 0 | 0 | 0 | 0 | 0 | 0 | 0 | 0 | 0 | 0 | 0 | 0 | 0 | 0 | 0 | 0 | 0 | 0 | 0 | 0 | 0 | 0 | 0 | 0 | 0 | 0 | 0 | 0 | 0 | 0 | 0 | 0 | 0 | 0 | 0 | 0 | 0 | 0 | 0 | 0 | 0 | 0 | 0 | 0 | 0 | 0 | 0 | 0 | 0 | 0 | 0
- | - | - | - | 0 | 0 | 0 | 0 | 0 | 0 | 0 | 0 | 0 | 0 | 0 | 0 | 0 | 0 | 0 | 0 | 0 | 0 | 0 | 0 | 0 | 0 | 0 | 0 | 0 | 0 | 0 | 0 | 0 | 0 | 0 | 0 | 0 | 0 | 0 | 0 | 0 | 0 | 0 | 0 | 0 | 0 | 0 | 0 | 0 | 0 | 0 | 0 | 0 | 0 | 0 | 0 | 0 | 0 | 0 | 0 | 0 | 0 | 0 | 0 | 0 | 0 | 0 | 0 | 0 | 0 | 0 | 0 | 0 | 0 | 0 | 0
- | - | - | - | 0 | 0 | 0 | 0 | 0 | 0 | 0 | 0 | 0 | 0 | 0 | 0 | 0 | 0 | 0 | 0 | 0 | 0 | 0 | 0 | 0 | 0 | 0 | 0 | 0 | 0 | 0 | 0 | 0 | 0 | 0 | 0 | 0 | 0 | 0 | 0 | 0 | 0 | 0 | 0 | 0 | 0 | 0 | 0 | 0 | 0 | 0 | 0 | 0 | 0 | 0 | 0 | 0 | 0 | 0 | 0 | 0 | 0 | 0 | 0 | 0 | 0 | 0 | 0 | 0 | 0 | 0 | 0 | 0 | 0 | 0 | 0
- | - | - | - | 0 | 0 | 0 | 0 | 0 | 0 | 0 | 0 | 0 | 0 | 0 | 0 | 0 | 0 | 0 | 0 | 0 | 0 | 0 | 0 | 0 | 0 | 0 | 0 | 0 | 0 | 0 | 0 | 0 | 0 | 0 | 0 | 0 | 0 | 0 | 0 | 0 | 0 | 0 | 0 | 0 | 0 | 0 | 0 | 0 | 0 | 0 | 0 | 0 | 0 | 0 | 0 | 0 | 0 | 0 | 0 | 0 | 0 | 0 | 0 | 0 | 0 | 0 | 0 | 0 | 0 | 0 | 0 | 0 | 0 | 0 | 0
- | - | - | - | 0 | 0 | 0 | 0 | 0 | 0 | 0 | 0 | 0 | 0 | 0 | 0 | 0 | 0 | 0 | 0 | 0 | 0 | 0 | 0 | 0 | 0 | 0 | 0 | 0 | 0 | 0 | 0 | 0 | 0 | 0 | 0 | 0 | 0 | 0 | 0 | 0 | 0 | 0 | 0 | 0 | 0 | 0 | 0 | 0 | 0 | 0 | 0 | 0 | 0 | 0 | 0 | 0 | 0 | 0 | 0 | 0 | 0 | 0 | 0 | 0 | 0 | 0 | 0 | 0 | 0 | 0 | 0 | 0 | 0 | 0 | 0
- | - | - | - | 0 | 0 | 0 | 0 | 0 | 0 | 0 | 0 | 0 | 0 | 0 | 0 | 0 | 0 | 0 | 0 | 0 | 0 | 0 | 0 | 0 | 0 | 0 | 0 | 0 | 0 | 0 | 0 | 0 | 0 | 0 | 0 | 0 | 0 | 0 | 0 | 0 | 0 | 0 | 0 | 0 | 0 | 0 | 0 | 0 | 0 | 0 | 0 | 0 | 0 | 0 | 0 | 0 | 0 | 0 | 0 | 0 | 0 | 0 | 0 | 0 | 0 | 0 | 0 | 0 | 0 | 0 | 0 | 0 | 0 | 0 | 0
- | - | - | - | 0 | 0 | 0 | 0 | 0 | 0 | 0 | 0 | 0 | 0 | 0 | 0 | 0 | 0 | 0 | 0 | 0 | 0 | 0 | 0 | 0 | 0 | 0 | 0 | 0 | 0 | 0 | 0 | 0 | 0 | 0 | 0 | 0 | 0 | 0 | 0 | 0 | 0 | 0 | 0 | 0 | 0 | 0 | 0 | 0 | 0 | 0 | 0 | 0 | 0 | 0 | 0 | 0 | 0 | 0 | 0 | 0 | 0 | 0 | 0 | 0 | 0 | 0 | 0 | 0 | 0 | 0 | 0 | 0 | 0 | 0 | 0
- | - | - | - | 0 | 0 | 0 | 0 | 0 | 0 | 0 | 0 | 0 | 0 | 0 | 0 | 0 | 0 | 0 | 0 | 0 | 0 | 0 | 0 | 0 | 0 | 0 | 0 | 0 | 0 | 0 | 0 | 0 | 0 | 0 | 0 | 0 | 0 | 0 | 0 | 0 | 0 | 0 | 0 | 0 | 0 | 0 | 0 | 0 | 0 | 0 | 0 | 0 | 0 | 0 | 0 | 0 | 0 | 0 | 0 | 0 | 0 | 0 | 0 | 0 | 0 | 0 | 0 | 0 | 0 | 0 | 0 | 0 | 0 | 0 | 0
- | - | - | - | 0 | 0 | 0 | 0 | 0 | 0 | 0 | 0 | 0 | 0 | 0 | 0 | 0 | 0 | 0 | 0 | 0 | 0 | 0 | 0 | 0 | 0 | 0 | 0 | 0 | 0 | 0 | 0 | 0 | 0 | 0 | 0 | 0 | 0 | 0 | 0 | 0 | 0 | 0 | 0 | 0 | 0 | 0 | 0 | 0 | 0 | 0 | 0 | 0 | 0 | 0 | 0 | 0 | 0 | 0 | 0 | 0 | 0 | 0 | 0 | 0 | 0 | 0 | 0 | 0 | 0 | 0 | 0 | 0 | 0 | 0 | 0
- | - | - | - | 0 | 0 | 0 | 0 | 0 | 0 | 0 | 0 | 0 | 0 | 0 | 0 | 0 | 0 | 0 | 0 | 0 | 0 | 0 | 0 | 0 | 0 | 0 | 0 | 0 | 0 | 0 | 0 | 0 | 0 | 0 | 0 | 0 | 0 | 0 | 0 | 0 | 0 | 0 | 0 | 0 | 0 | 0 | 0 | 0 | 0 | 0 | 0 | 0 | 0 | 0 | 0 | 0 | 0 | 0 | 0 | 0 | 0 | 0 | 0 | 0 | 0 | 0 | 0 | 0 | 0 | 0 | 0 | 0 | 0 | 0 | 0
- | - | - | - | 0 | 0 | 0 | 0 | 0 | 0 | 0 | 0 | 0 | 0 | 0 | 0 | 0 | 0 | 0 | 0 | 0 | 0 | 0 | 0 | 0 | 0 | 0 | 0 | 0 | 0 | 0 | 0 | 0 | 0 | 0 | 0 | 0 | 0 | 0 | 0 | 0 | 0 | 0 | 0 | 0 | 0 | 0 | 0 | 0 | 0 | 0 | 0 | 0 | 0 | 0 | 0 | 0 | 0 | 0 | 0 | 0 | 0 | 0 | 0 | 0 | 0 | 0 | 0 | 0 | 0 | 0 | 0 | 0 | 0 | 0 | 0
- | - | - | - | 0 | 0 | 0 | 0 | 0 | 0 | 0 | 0 | 0 | 0 | 0 | 0 | 0 | 0 | 0 | 0 | 0 | 0 | 0 | 0 | 0 | 0 | 0 | 0 | 0 | 0 | 0 | 0 | 0 | 0 | 0 | 0 | 0 | 0 | 0 | 0 | 0 | 0 | 0 | 0 | 0 | 0 | 0 | 0 | 0 | 0 | 0 | 0 | 0 | 0 | 0 | 0 | 0 | 0 | 0 | 0 | 0 | 0 | 0 | 0 | 0 | 0 | 0 | 0 | 0 | 0 | 0 | 0 | 0 | 0 | 0 | 0
- | - | - | - | 0 | 0 | 0 | 0 | 0 | 0 | 0 | 0 | 0 | 0 | 0 | 0 | 0 | 0 | 0 | 0 | 0 | 0 | 0 | 0 | 0 | 0 | 0 | 0 | 0 | 0 | 0 | 0 | 0 | 0 | 0 | 0 | 0 | 0 | 0 | 0 | 0 | 0 | 0 | 0 | 0 | 0 | 0 | 0 | 0 | 0 | 0 | 0 | 0 | 0 | 0 | 0 | 0 | 0 | 0 | 0 | 0 | 0 | 0 | 0 | 0 | 0 | 0 | 0 | 0 | 0 | 0 | 0 | 0 | 0 | 0 | 0
- | - | - | - | 0 | 0 | 0 | 0 | 0 | 0 | 0 | 0 | 0 | 0 | 0 | 0 | 0 | 0 | 0 | 0 | 0 | 0 | 0 | 0 | 0 | 0 | 0 | 0 | 0 | 0 | 0 | 0 | 0 | 0 | 0 | 0 | 0 | 0 | 0 | 0 | 0 | 0 | 0 | 0 | 0 | 0 | 0 | 0 | 0 | 0 | 0 | 0 | 0 | 0 | 0 | 0 | 0 | 0 | 0 | 0 | 0 | 0 | 0 | 0 | 0 | 0 | 0 | 0 | 0 | 0 | 0 | 0 | 0 | 0 | 0 | 0
- | - | - | - | 0 | 0 | 0 | 0 | 0 | 0 | 0 | 0 | 0 | 0 | 0 | 0 | 0 | 0 | 0 | 0 | 0 | 0 | 0 | 0 | 0 | 0 | 0 | 0 | 0 | 0 | 0 | 0 | 0 | 0 | 0 | 0 | 0 | 0 | 0 | 0 | 0 | 0 | 0 | 0 | 0 | 0 | 0 | 0 | 0 | 0 | 0 | 0 | 0 | 0 | 0 | 0 | 0 | 0 | 0 | 0 | 0 | 0 | 0 | 0 | 0 | 0 | 0 | 0 | 0 | 0 | 0 | 0 | 0 | 0 | 0 | 0
- | - | - | - | 0 | 0 | 0 | 0 | 0 | 0 | 0 | 0 | 0 | 0 | 0 | 0 | 0 | 0 | 0 | 0 | 0 | 0 | 0 | 0 | 0 | 0 | 0 | 0 | 0 | 0 | 0 | 0 | 0 | 0 | 0 | 0 | 0 | 0 | 0 | 0 | 0 | 0 | 0 | 0 | 0 | 0 | 0 | 0 | 0 | 0 | 0 | 0 | 0 | 0 | 0 | 0 | 0 | 0 | 0 | 0 | 0 | 0 | 0 | 0 | 0 | 0 | 0 | 0 | 0 | 0 | 0 | 0 | 0 | 0 | 0 | 0
- | - | - | - | 0 | 0 | 0 | 0 | 0 | 0 | 0 | 0 | 0 | 0 | 0 | 0 | 0 | 0 | 0 | 0 | 0 | 0 | 0 | 0 | 0 | 0 | 0 | 0 | 0 | 0 | 0 | 0 | 0 | 0 | 0 | 0 | 0 | 0 | 0 | 0 | 0 | 0 | 0 | 0 | 0 | 0 | 0 | 0 | 0 | 0 | 0 | 0 | 0 | 0 | 0 | 0 | 0 | 0 | 0 | 0 | 0 | 0 | 0 | 0 | 0 | 0 | 0 | 0 | 0 | 0 | 0 | 0 | 0 | 0 | 0 | 0
- | - | - | - | 0 | 0 | 0 | 0 | 0 | 0 | 0 | 0 | 0 | 0 | 0 | 0 | 0 | 0 | 0 | 0 | 0 | 0 | 0 | 0 | 0 | 0 | 0 | 0 | 0 | 0 | 0 | 0 | 0 | 0 | 0 | 0 | 0 | 0 | 0 | 0 | 0 | 0 | 0 | 0 | 0 | 0 | 0 | 0 | 0 | 0 | 0 | 0 | 0 | 0 | 0 | 0 | 0 | 0 | 0 | 0 | 0 | 0 | 0 | 0 | 0 | 0 | 0 | 0 | 0 | 0 | 0 | 0 | 0 | 0 | 0 | 0
- | - | - | - | 0 | 0 | 0 | 0 | 0 | 0 | 0 | 0 | 0 | 0 | 0 | 0 | 0 | 0 | 0 | 0 | 0 | 0 | 0 | 0 | 0 | 0 | 0 | 0 | 0 | 0 | 0 | 0 | 0 | 0 | 0 | 0 | 0 | 0 | 0 | 0 | 0 | 0 | 0 | 0 | 0 | 0 | 0 | 0 | 0 | 0 | 0 | 0 | 0 | 0 | 0 | 0 | 0 | 0 | 0 | 0 | 0 | 0 | 0 | 0 | 0 | 0 | 0 | 0 | 0 | 0 | 0 | 0 | 0 | 0 | 0 | 0
- | - | - | - | 0 | 0 | 0 | 0 | 0 | 0 | 0 | 0 | 0 | 0 | 0 | 0 | 0 | 0 | 0 | 0 | 0 | 0 | 0 | 0 | 0 | 0 | 0 | 0 | 0 | 0 | 0 | 0 | 0 | 0 | 0 | 0 | 0 | 0 | 0 | 0 | 0 | 0 | 0 | 0 | 0 | 0 | 0 | 0 | 0 | 0 | 0 | 0 | 0 | 0 | 0 | 0 | 0 | 0 | 0 | 0 | 0 | 0 | 0 | 0 | 0 | 0 | 0 | 0 | 0 | 0 | 0 | 0 | 0 | 0 | 0 | 0
- | - | - | - | 0 | 0 | 0 | 0 | 0 | 0 | 0 | 0 | 0 | 0 | 0 | 0 | 0 | 0 | 0 | 0 | 0 | 0 | 0 | 0 | 0 | 0 | 0 | 0 | 0 | 0 | 0 | 0 | 0 | 0 | 0 | 0 | 0 | 0 | 0 | 0 | 0 | 0 | 0 | 0 | 0 | 0 | 0 | 0 | 0 | 0 | 0 | 0 | 0 | 0 | 0 | 0 | 0 | 0 | 0 | 0 | 0 | 0 | 0 | 0 | 0 | 0 | 0 | 0 | 0 | 0 | 0 | 0 | 0 | 0 | 0 | 0
- | - | - | - | 0 | 0 | 0 | 0 | 0 | 0 | 0 | 0 | 0 | 0 | 0 | 0 | 0 | 0 | 0 | 0 | 0 | 0 | 0 | 0 | 0 | 0 | 0 | 0 | 0 | 0 | 0 | 0 | 0 | 0 | 0 | 0 | 0 | 0 | 0 | 0 | 0 | 0 | 0 | 0 | 0 | 0 | 0 | 0 | 0 | 0 | 0 | 0 | 0 | 0 | 0 | 0 | 0 | 0 | 0 | 0 | 0 | 0 | 0 | 0 | 0 | 0 | 0 | 0 | 0 | 0 | 0 | 0 | 0 | 0 | 0 | 0
- | - | - | - | 0 | 0 | 0 | 0 | 0 | 0 | 0 | 0 | 0 | 0 | 0 | 0 | 0 | 0 | 0 | 0 | 0 | 0 | 0 | 0 | 0 | 0 | 0 | 0 | 0 | 0 | 0 | 0 | 0 | 0 | 0 | 0 | 0 | 0 | 0 | 0 | 0 | 0 | 0 | 0 | 0 | 0 | 0 | 0 | 0 | 0 | 0 | 0 | 0 | 0 | 0 | 0 | 0 | 0 | 0 | 0 | 0 | 0 | 0 | 0 | 0 | 0 | 0 | 0 | 0 | 0 | 0 | 0 | 0 | 0 | 0 | 0
- | - | - | - | 0 | 0 | 0 | 0 | 0 | 0 | 0 | 0 | 0 | 0 | 0 | 0 | 0 | 0 | 0 | 0 | 0 | 0 | 0 | 0 | 0 | 0 | 0 | 0 | 0 | 0 | 0 | 0 | 0 | 0 | 0 | 0 | 0 | 0 | 0 | 0 | 0 | 0 | 0 | 0 | 0 | 0 | 0 | 0 | 0 | 0 | 0 | 0 | 0 | 0 | 0 | 0 | 0 | 0 | 0 | 0 | 0 | 0 | 0 | 0 | 0 | 0 | 0 | 0 | 0 | 0 | 0 | 0 | 0 | 0 | 0 | 0
- | - | - | - | 0 | 0 | 0 | 0 | 0 | 0 | 0 | 0 | 0 | 0 | 0 | 0 | 0 | 0 | 0 | 0 | 0 | 0 | 0 | 0 | 0 | 0 | 0 | 0 | 0 | 0 | 0 | 0 | 0 | 0 | 0 | 0 | 0 | 0 | 0 | 0 | 0 | 0 | 0 | 0 | 0 | 0 | 0 | 0 | 0 | 0 | 0 | 0 | 0 | 0 | 0 | 0 | 0 | 0 | 0 | 0 | 0 | 0 | 0 | 0 | 0 | 0 | 0 | 0 | 0 | 0 | 0 | 0 | 0 | 0 | 0 | 0
- | - | - | - | 0 | 0 | 0 | 0 | 0 | 0 | 0 | 0 | 0 | 0 | 0 | 0 | 0 | 0 | 0 | 0 | 0 | 0 | 0 | 0 | 0 | 0 | 0 | 0 | 0 | 0 | 0 | 0 | 0 | 0 | 0 | 0 | 0 | 0 | 0 | 0 | 0 | 0 | 0 | 0 | 0 | 0 | 0 | 0 | 0 | 0 | 0 | 0 | 0 | 0 | 0 | 0 | 0 | 0 | 0 | 0 | 0 | 0 | 0 | 0 | 0 | 0 | 0 | 0 | 0 | 0 | 0 | 0 | 0 | 0 | 0 | 0
- | - | - | - | 0 | 0 | 0 | 0 | 0 | 0 | 0 | 0 | 0 | 0 | 0 | 0 | 0 | 0 | 0 | 0 | 0 | 0 | 0 | 0 | 0 | 0 | 0 | 0 | 0 | 0 | 0 | 0 | 0 | 0 | 0 | 0 | 0 | 0 | 0 | 0 | 0 | 0 | 0 | 0 | 0 | 0 | 0 | 0 | 0 | 0 | 0 | 0 | 0 | 0 | 0 | 0 | 0 | 0 | 0 | 0 | 0 | 0 | 0 | 0 | 0 | 0 | 0 | 0 | 0 | 0 | 0 | 0 | 0 | 0 | 0 | 0
- | - | - | - | 0 | 0 | 0 | 0 | 0 | 0 | 0 | 0 | 0 | 0 | 0 | 0 | 0 | 0 | 0 | 0 | 0 | 0 | 0 | 0 | 0 | 0 | 0 | 0 | 0 | 0 | 0 | 0 | 0 | 0 | 0 | 0 | 0 | 0 | 0 | 0 | 0 | 0 | 0 | 0 | 0 | 0 | 0 | 0 | 0 | 0 | 0 | 0 | 0 | 0 | 0 | 0 | 0 | 0 | 0 | 0 | 0 | 0 | 0 | 0 | 0 | 0 | 0 | 0 | 0 | 0 | 0 | 0 | 0 | 0 | 0 | 0
- | - | - | - | 0 | 0 | 0 | 0 | 0 | 0 | 0 | 0 | 0 | 0 | 0 | 0 | 0 | 0 | 0 | 0 | 0 | 0 | 0 | 0 | 0 | 0 | 0 | 0 | 0 | 0 | 0 | 0 | 0 | 0 | 0 | 0 | 0 | 0 | 0 | 0 | 0 | 0 | 0 | 0 | 0 | 0 | 0 | 0 | 0 | 0 | 0 | 0 | 0 | 0 | 0 | 0 | 0 | 0 | 0 | 0 | 0 | 0 | 0 | 0 | 0 | 0 | 0 | 0 | 0 | 0 | 0 | 0 | 0 | 0 | 0 | 0
- | - | - | - | 0 | 0 | 0 | 0 | 0 | 0 | 0 | 0 | 0 | 0 | 0 | 0 | 0 | 0 | 0 | 0 | 0 | 0 | 0 | 0 | 0 | 0 | 0 | 0 | 0 | 0 | 0 | 0 | 0 | 0 | 0 | 0 | 0 | 0 | 0 | 0 | 0 | 0 | 0 | 0 | 0 | 0 | 0 | 0 | 0 | 0 | 0 | 0 | 0 | 0 | 0 | 0 | 0 | 0 | 0 | 0 | 0 | 0 | 0 | 0 | 0 | 0 | 0 | 0 | 0 | 0 | 0 | 0 | 0 | 0 | 0 | 0
- | - | - | - | 0 | 0 | 0 | 0 | 0 | 0 | 0 | 0 | 0 | 0 | 0 | 0 | 0 | 0 | 0 | 0 | 0 | 0 | 0 | 0 | 0 | 0 | 0 | 0 | 0 | 0 | 0 | 0 | 0 | 0 | 0 | 0 | 0 | 0 | 0 | 0 | 0 | 0 | 0 | 0 | 0 | 0 | 0 | 0 | 0 | 0 | 0 | 0 | 0 | 0 | 0 | 0 | 0 | 0 | 0 | 0 | 0 | 0 | 0 | 0 | 0 | 0 | 0 | 0 | 0 | 0 | 0 | 0 | 0 | 0 | 0 | 0
- | - | - | - | 0 | 0 | 0 | 0 | 0 | 0 | 0 | 0 | 0 | 0 | 0 | 0 | 0 | 0 | 0 | 0 | 0 | 0 | 0 | 0 | 0 | 0 | 0 | 0 | 0 | 0 | 0 | 0 | 0 | 0 | 0 | 0 | 0 | 0 | 0 | 0 | 0 | 0 | 0 | 0 | 0 | 0 | 0 | 0 | 0 | 0 | 0 | 0 | 0 | 0 | 0 | 0 | 0 | 0 | 0 | 0 | 0 | 0 | 0 | 0 | 0 | 0 | 0 | 0 | 0 | 0 | 0 | 0 | 0 | 0 | 0 | 0
- | - | - | - | 0 | 0 | 0 | 0 | 0 | 0 | 0 | 0 | 0 | 0 | 0 | 0 | 0 | 0 | 0 | 0 | 0 | 0 | 0 | 0 | 0 | 0 | 0 | 0 | 0 | 0 | 0 | 0 | 0 | 0 | 0 | 0 | 0 | 0 | 0 | 0 | 0 | 0 | 0 | 0 | 0 | 0 | 0 | 0 | 0 | 0 | 0 | 0 | 0 | 0 | 0 | 0 | 0 | 0 | 0 | 0 | 0 | 0 | 0 | 0 | 0 | 0 | 0 | 0 | 0 | 0 | 0 | 0 | 0 | 0 | 0 | 0
- | - | - | - | 0 | 0 | 0 | 0 | 0 | 0 | 0 | 0 | 0 | 0 | 0 | 0 | 0 | 0 | 0 | 0 | 0 | 0 | 0 | 0 | 0 | 0 | 0 | 0 | 0 | 0 | 0 | 0 | 0 | 0 | 0 | 0 | 0 | 0 | 0 | 0 | 0 | 0 | 0 | 0 | 0 | 0 | 0 | 0 | 0 | 0 | 0 | 0 | 0 | 0 | 0 | 0 | 0 | 0 | 0 | 0 | 0 | 0 | 0 | 0 | 0 | 0 | 0 | 0 | 0 | 0 | 0 | 0 | 0 | 0 | 0 | 0
- | - | - | - | 0 | 0 | 0 | 0 | 0 | 0 | 0 | 0 | 0 | 0 | 0 | 0 | 0 | 0 | 0 | 0 | 0 | 0 | 0 | 0 | 0 | 0 | 0 | 0 | 0 | 0 | 0 | 0 | 0 | 0 | 0 | 0 | 0 | 0 | 0 | 0 | 0 | 0 | 0 | 0 | 0 | 0 | 0 | 0 | 0 | 0 | 0 | 0 | 0 | 0 | 0 | 0 | 0 | 0 | 0 | 0 | 0 | 0 | 0 | 0 | 0 | 0 | 0 | 0 | 0 | 0 | 0 | 0 | 0 | 0 | 0 | 0
- | - | - | - | 0 | 0 | 0 | 0 | 0 | 0 | 0 | 0 | 0 | 0 | 0 | 0 | 0 | 0 | 0 | 0 | 0 | 0 | 0 | 0 | 0 | 0 | 0 | 0 | 0 | 0 | 0 | 0 | 0 | 0 | 0 | 0 | 0 | 0 | 0 | 0 | 0 | 0 | 0 | 0 | 0 | 0 | 0 | 0 | 0 | 0 | 0 | 0 | 0 | 0 | 0 | 0 | 0 | 0 | 0 | 0 | 0 | 0 | 0 | 0 | 0 | 0 | 0 | 0 | 0 | 0 | 0 | 0 | 0 | 0 | 0 | 0
- | - | - | - | 0 | 0 | 0 | 0 | 0 | 0 | 0 | 0 | 0 | 0 | 0 | 0 | 0 | 0 | 0 | 0 | 0 | 0 | 0 | 0 | 0 | 0 | 0 | 0 | 0 | 0 | 0 | 0 | 0 | 0 | 0 | 0 | 0 | 0 | 0 | 0 | 0 | 0 | 0 | 0 | 0 | 0 | 0 | 0 | 0 | 0 | 0 | 0 | 0 | 0 | 0 | 0 | 0 | 0 | 0 | 0 | 0 | 0 | 0 | 0 | 0 | 0 | 0 | 0 | 0 | 0 | 0 | 0 | 0 | 0 | 0 | 0
END | END | END | END | END | END | END | END | END | END | END | END | END | END | END | END | END | END | END | END | END | END | END | END | END | END | END | END | END | END | END | END | END | END | END | END | END | END | END | END | END | END | END | END | END | END | END | END | END | END | END | END | END | END | END | END | END | END | END | END | END | END | END | END | END | END | END | END | END | END | END | END | END | END | END | END